## PRICE OFFERING SUMMARY
DCAM-17-NC-0022
Preventative Maintenance, Repairs, Rentals, Relocation and Installation Services for Generators
BID FORM ATTACHMENT A
PRICING OFFERING SUMMARY
| BASE YEAR | OPTION YEAR ONE (1) | OPTION YEAR TWO (2) | OPTION YEAR THREE (3) | OPTION YEAR FOUR (4) | GROUP TOTALS
TOTAL GROUP A | 0 | 0 | 0 | 0 | 0 | 0
TOTAL GROUP B | 0 | 0 | 0 | 0 | 0 | 0
TOTAL GROUP C | 0 | 0 | 0 | 0 | 0 | 0
TOTAL GROUP D | 0 | 0 | 0 | 0 | 0 | 0
TOTAL RENTAL RATES | 0 | 0 | 0 | 0 | 0 | 0
TOTAL ON-CALL SERVICE HOURLY RATES | 0 | 0 | 0 | 0 | 0 | 0
OPTION YEAR TOTALS | 0 | 0 | 0 | 0 | 0 | 0
ON-CALL SERVICES WILL BE COMPENSATED ON A COST REIMBURSABLE BASIS. THE ANNUAL TOTAL NOT-TO-EXCEED VALUE FOR COST REIMBURSEMENT IS $150,000.00

## On-Call Service Rates
ON-CALL HOURLY SERVICES RATES LABOR AND MATERIALS COST REIMBURSABLE RATES
0
On-Call Services Rates (Base Year + OY1+OY2+OY3+OY4)
BASE YEAR
CLIN | Labor Category | STANDARD SERVICE HOURLY RATE | WEEKEND & HOLIDAY HOURLY RATE | TOTAL COST
CR0001 | Mechanic/Technician |  |  | 0
CR0002 | Helper/Apprentice |  |  | 0
CR0003 | Delivery/Relocation |  |  | 0
CR0004 | Deinstall/Install |  |  | 0
0
OPTION YEAR ONE (1)
CLIN | Labor Category | STANDARD SERVICE HOURLY RATE | WEEKEND & HOLIDAY HOURLY RATE | TOTAL COST
CR1001 | Mechanic/Technician |  |  | 0
CR1002 | Helper/Apprentice |  |  | 0
CR1003 | Delivery/Relocation |  |  | 0
CR1004 | Deinstall/Install |  |  | 0
0
OPTION YEAR TWO (2)
CLIN | Labor Category | STANDARD SERVICE HOURLY RATE | WEEKEND & HOLIDAY HOURLY RATE | TOTAL COST
CR2001 | Mechanic/Technician |  |  | 0
CR2002 | Helper/Apprentice |  |  | 0
CR2003 | Delivery/Relocation |  |  | 0
CR2004 | Deinstall/Install |  |  | 0
0
OPTION YEAR THREE (3)
CLIN | Labor Category | STANDARD SERVICE HOURLY RATE | WEEKEND & HOLIDAY HOURLY RATE | TOTAL COST
CR3001 | Mechanic/Technician |  |  | 0
CR3002 | Helper/Apprentice |  |  | 0
CR3003 | Delivery/Relocation |  |  | 0
CR3004 | Deinstall/Install |  |  | 0
0
OPTION YEAR FOUR (4)
CLIN | Labor Category | STANDARD SERVICE HOURLY RATE | WEEKEND & HOLIDAY HOURLY RATE | TOTAL COST
CR4001 | Mechanic/Technician |  |  | 0
CR4002 | Helper/Apprentice |  |  | 0
CR4003 | Delivery/Relocation |  |  | 0
CR4004 | Deinstall/Install |  |  | 0
0

## Aggregate Group A (Wards 1 & 2)
DCAM-17-NC-0022
Preventative Maintenance, Repairs, Rentals, Relocation and Installation Services for Generators
BID FORM ATTACHMENT A
AGGREGATE AWARD GROUP A ¦ WARDS 1 & 2
0
GROUP A TOTAL PRICE (Base Yr + OY1, OY2, OY3 & OY4)
BASE YEAR ROUTINE SERVICE RATE SCHEDULE
ROUTINE- SERVICE FIXED FULLY LOADED FLAT RATE
CLIN | PRIORITY | WARD | FACILITY | ADDRESS | GENERATOR TYPE/ATS LOCATION | MODEL # | SERIAL # | GENERATOR AGE/HRS | FUEL TYPE | FUEL TANK SIZE | KW | FACILITY TYPE | LOCATION | QUARTERLY | SEMI ANNUAL | ANNUAL | TOTALS
A001 | 4 | 1 | CARDOZO | 1200 Clifton St. NW | Cummins | DQFAD1209695 | H120374998 | 65.6 Hours | Natural Gas | 250 | 1000 | School | Indoor |  |  |  | 0
A002 | 2 | 1 | 1413 Girard St. N.W. | 1413 Girard St. N.W. | N/A | N/A | N/A | N/A | N/A | N/A | N/A | N/A | N/A |  |  |  | 0
A003 | 2 | 1 | La Casa- Permanent Supportive Housing | 1433 Irving St. N.W. | Generac | N/A | N/A | N/A | Ultra Low Sulfur Diesel Fuel | N/A | 150 | Shelter |  |  |  |  | 0
A004 | 2 | 1 | LA CASA SHELTER | 1444 Irving St. NW, Washington, DC 20010 | Generac | SD4150GG176 | 8361588 | N/A | Unsure | N/A | 200 | shelter | Outdoor |  |  |  | 0
A005 | 2 | 1 | DGS Columbia Heights Rec. | 1480 Girard St, NW , Washington, DC 20009 | Generac | 6652460100 | 2089342 | 41.6 hours | DIESEL | N/A | 130 | DPR | Outdoor |  |  |  | 0
A006 | 1 | 1 | DCFD Engine 9 | 1617 U Street NW | Generac | 2588770100 |  |  | Diesel | N/A | 15 | DCFEMS |  |  |  |  | 0
A007 | 1 | 1 | 3rd District Police HQ | 1620 V Street, NW, Washington, DC 20009 | MTU | D500-200D6SPAKO-574 | 351392 | 40.5 hours | DIESEL | 300 | 200 | MPD Site | Outdoor |  |  |  | 0
A008 | 4 | 1 | BANCROFT | 1755 Newton St. NW, Washington, DC 20010 | Onan | 450EM-15R15221F | 874861234 | 200.5 hours | Natural Gas | N/A | 45 | School | Indoor |  |  |  | 0
A009 | 1 | 1 | DCFD Engine 21 | 1763 Lanier Place NW | Generac | 2590540100 |  |  | Diesel | N/A | 15 | DCFEMS |  |  |  |  | 0
A010 | 4 | 1 | CLEVELAND | 1825 8th St NW, Washington, DC 20001 | Kohler | 100RE0ZJB | 754603 | 161.6 hours | DIESEL | 500 | 110 | School | Indoor |  |  |  | 0
A011 | 4 | 1 | MARIE REED School/Rec/ Aquatic Center | 2200 CHAMPLAIN ST NW, Washington, DC 20009 | Empire ATS in Gen Room | 500dkw-8e | 373-145 | 708.9 | DIESEL | 200 | 50 | School | Indoor |  |  |  | 0
A012 | 4 | 1 | COOKE, HD | 2527 17th St. NW , Washington, DC 20009 | Generac | 10092990200 | 2099083 | 164.5 | DIESEL | 200 | 150 | School | Outdoor |  |  |  | 0
A013 | 1 | 1 | DCFD Engine 4 | 2531 Sherman Ave NW | Generac | 2588760200 |  |  | Diesel | N/A | 25 | DCFEMS |  |  |  |  | 0
A014 | 1 | 1 | PSCC and Tower | 310 McMillan Dr, NW | N/A | N/A | N/A | N/A |  | N/A | N/A | DCFEMS | N/A |  |  |  | 0
A015 | 1 | 1 | Fire Alarm HQ Emergency Communication Center | 310 McMillan Drive, NW | N/A | N/A | N/A | N/A | Natural Gas | 75 | N/A | DCFEMS | N/A |  |  |  | 0
A016 | 4 | 1 | Bell Lincoln/ Columbia Heights | 3101 16TH Street NW , Washington, DC 20010 | Katolight | D500FRV4 | 105751-0205 | 72.7 hours | DIESEL | N/A | 500 | School | Outdoor |  |  |  | 0
A017 | 1 | 1 | Fire Alarm HQ | 320 McMillan Drive, NW | N/A | N/A | N/A | N/A | Natural Gas | 600 | N/A | DCFEMS | N/A |  |  |  | 0
A018 | 1 | 1 | Fire Alarm HQ | 320 McMillan Drive, NW | N/A | N/A | N/A | N/A | Natural Gas | 300 | N/A | DCFEMS | N/A |  |  |  | 0
A019 | 1 | 1 | Fire Alarm HQ | 320 McMillan Drive, NW | N/A | N/A | N/A | N/A | Natural Gas | 200 | N/A | DCFEMS | N/A |  |  |  | 0
A020 | 1 | 1 | DCFD Engine 11 | 3420 14th Street NW | Generac | 2590570200 |  |  | Diesel | N/A | 52 | DCFEMS |  |  |  |  | 0
A021 | 4 | 1 | PARKVIEW @ Bruce Monroe | 3560 Warder St NW, Washington, DC 20010 | Gillette | SP-200-3-2NO | IL-1-301 | 12.75 | Natural Gas | N/A | 20 | School | BASEMENT |  |  |  | 0
A022 | 1 | 1 | 4th District Sub Station | 750 Park Road NW, Washington, DC 20010 | Tradewinds | TP60 | 53418215 | 90.9 hours | DIESEL | N/A | 60 | MPD Site | Outdoor |  |  |  | 0
A023 | 4 | 1 | BANNEKER | 800 Euclid St., NW, Washington, DC 20001 | Kohler | 30PO-ZJ81 | 280599 | 639.7 hours | DIESEL | 250 | 38 | School | Indoor |  |  |  | 0
A024 | 1 | 2 | DCFD Engine 16 | 1018 13th Street NW | Generac | 2590290100 |  |  | Diesel | N/A | 60 | DCFEMS |  |  |  |  | 0
A025 | 4 | 2 | DC Records Center/ DC Archives | 1300 Naylor Court, NW, Washington, DC 20001 | Onan | 150DGFAL32160A | F890-244920 | 40.2 hours | DIESEL | N/A | 150 | MPD site | Indoor |  |  |  | 0
A026 |  | 2 |  | 1333 H St. NW | Onan | 230 DFAB-93037G | A980680686 |  |  | 25 |  | Municipal |  |  |  |  | 0
A027 | 1 | 2 | Wilson Bldg. | 1350 Pennsylvania Avenue, NW | Caterpillar | 3412 |  |  | Natural Gas | N/A | 750 | Municipal |  |  |  |  | 0
A029 | 4 | 2 | HARDY | 1819 35th St. NW, Washington, DC 20007 | Kohler | 150RE0ZJB | 2112012 | 160 | DIESEL | 275 | 160 | School | Outdoor |  |  |  | 0
A030 | 1 | 2 | DCFD Engine 23 | 2119 G Street NW | N/A | 2590320200 | N/A | N/A | Diesel | N/A | 10 | DCFEMS | N/A |  |  |  | 0
A031 | 4 | 2 | SCHOOL W/O WALLS | 2130 G St NW, Washington, DC 20037 | KOHLER | R80RZG | 2246476 | 170.4 | Natural Gas | N/A | 80 | School | BASEMENT |  |  |  | 0
A032 | 1 | 2 | DCFD Engine 1 | 2225 M Street NW | Generac | 2590350100 (2000 Series) |  |  | Diesel | N/A |  | DCFEMS |  |  |  |  | 0
A033 | 1 | 2 | DCFD Engine 6 | 2300 New Jersey Ave NW | Generac | 2588790200 |  |  | Diesel | N/A | 25 | DCFEMS |  |  |  |  | 0
A034 | 1 | 2 | Special Operations Division | 2301 - 2302 L Street, NW | N/A | N/A | N/A | N/A |  | 100 | N/A | MPD Site | N/A |  |  |  | 0
A035 | 1 | 2 | Special Operations Division | 2301 2302 L Street, NW | N/A | N/A | N/A | N/A |  | N/A | N/A | MPD Site | N/A |  |  |  | 0
A036 | 4 | 2 | Francis Stevens ES | 2425 N St., NW | GENERAC | 91A01368-S | 995472 | 268.1 | DIESEL | N/A | 30 | School | Indoor |  |  |  | 0
A037 | 4 | 2 | Hyde-Addison | 3219 O St NW, Washington, DC 20007 | Generac | 10079900100 | 2099297 | 100.6 | DIESEL | N/A | 60 | School | Outdoor |  |  |  | 0
A038 | 4 | 2 | DUKE ELLINGTON | 3500 R St NW , Washington, DC 20007 | Kohler |  |  |  | Natural Gas | 250 | 125 | School | Outdoor |  |  |  | 0
A039 | 1 | 2 | UDC | 4200 Connecticut Ave, NW | N/A | N/A | N/A | N/A | Natural Gas | N/A | N/A | Municipal | N/A |  |  |  | 0
A040 | 4 | 2 | Bundy Building | 429 O Street, NW, Washington, DC 20001 | MTU | SNL100PG6 | 303707-1-1-0100 | 18 hours | Natural Gas | N/A | 93 | Municipal | Outdoor |  |  |  | 0
A041 | 1 | 2 | Juvenile Processing Special Enforcement Branch | 501 New York Avenue, NW, Washington, DC 20001 | Tradewinds | N/A | N/A | N/A | DIESEL | 50 | 40 | MPD site | Outdoor |  |  |  | 0
A042 | 2 | 2 | New Endeavors for Women | 611 N St. NW, Washington, DC 20001 | Generac | N/A | N/A | N/A | Natural Gas | N/A | 60 | Shelter |  |  |  |  | 0
A043 | 2 | 2 | Patricia Handy Shelter for Woomen | 810 5th st NW | N/A | N/A | N/A | N/A | N/A | N/A | N/A | N/A | N/A |  |  |  | 0
BASE YEAR GRAND TOTALS | [13 empty] | 0 | 0 | 0 | 0
OPTION YEAR ONE (1) ROUTINE SERVICE RATE SCHEDULE
ROUTINE- SERVICE FIXED FULLY LOADED FLAT RATE
CLIN | PRIORITY | WARD | FACILITY | ADDRESS | GENERATOR TYPE/ATS LOCATION | MODEL # | SERIAL # | GENERATOR AGE/HRS | FUEL TYPE | FUEL TANK SIZE | KW | FACILITY TYPE | LOCATION | QUARTERLY | SEMI ANNUAL | ANNUAL | TOTALS
A1001 | 4 | 1 | CARDOZO | 1200 Clifton St. NW | Cummins | DQFAD1209695 | H120374998 | 65.6 Hours | Natural Gas | 250 | 1000 | School | Indoor |  |  |  | 0
A1002 | 2 | 1 | 1413 Girard St. N.W. | 1413 Girard St. N.W. | N/A | N/A | N/A | N/A | N/A | N/A | N/A | N/A | N/A |  |  |  | 0
A1003 | 2 | 1 | La Casa- Permanent Supportive Housing | 1433 Irving St. N.W. | Generac | N/A | N/A | N/A | Ultra Low Sulfur Diesel Fuel | N/A | 150 | Shelter |  |  |  |  | 0
A1004 | 2 | 1 | LA CASA SHELTER | 1444 Irving St. NW, Washington, DC 20010 | Generac | SD4150GG176 | 8361588 | N/A | Unsure | N/A | 200 | shelter | Outdoor |  |  |  | 0
A1005 | 2 | 1 | DGS Columbia Heights Rec. | 1480 Girard St, NW , Washington, DC 20009 | Generac | 6652460100 | 2089342 | 41.6 hours | DIESEL | N/A | 130 | DPR | Outdoor |  |  |  | 0
A1006 | 1 | 1 | DCFD Engine 9 | 1617 U Street NW | Generac | 2588770100 |  |  | Diesel | N/A | 15 | DCFEMS |  |  |  |  | 0
A1007 | 1 | 1 | 3rd District Police HQ | 1620 V Street, NW, Washington, DC 20009 | MTU | D500-200D6SPAKO-574 | 351392 | 40.5 hours | DIESEL | 300 | 200 | MPD Site | Outdoor |  |  |  | 0
A1008 | 4 | 1 | BANCROFT | 1755 Newton St. NW, Washington, DC 20010 | Onan | 450EM-15R15221F | 874861234 | 200.5 hours | Natural Gas | N/A | 45 | School | Indoor |  |  |  | 0
A1009 | 1 | 1 | DCFD Engine 21 | 1763 Lanier Place NW | Generac | 2590540100 |  |  | Diesel | N/A | 15 | DCFEMS |  |  |  |  | 0
A1010 | 4 | 1 | CLEVELAND | 1825 8th St NW, Washington, DC 20001 | Kohler | 100RE0ZJB | 754603 | 161.6 hours | DIESEL | 500 | 110 | School | Indoor |  |  |  | 0
A1011 | 4 | 1 | MARIE REED School/Rec/ Aquatic Center | 2200 CHAMPLAIN ST NW, Washington, DC 20009 | Empire ATS in Gen Room | 500dkw-8e | 373-145 | 708.9 | DIESEL | 200 | 50 | School | Indoor |  |  |  | 0
A1012 | 4 | 1 | COOKE, HD | 2527 17th St. NW , Washington, DC 20009 | Generac | 10092990200 | 2099083 | 164.5 | DIESEL | 200 | 150 | School | Outdoor |  |  |  | 0
A1013 | 1 | 1 | DCFD Engine 4 | 2531 Sherman Ave NW | Generac | 2588760200 |  |  | Diesel | N/A | 25 | DCFEMS |  |  |  |  | 0
A1014 | 1 | 1 | PSCC and Tower | 310 McMillan Dr, NW | N/A | N/A | N/A | N/A |  | N/A | N/A | DCFEMS | N/A |  |  |  | 0
A1015 | 1 | 1 | Fire Alarm HQ Emergency Communication Center | 310 McMillan Drive, NW | N/A | N/A | N/A | N/A | Natural Gas | 75 | N/A | DCFEMS | N/A |  |  |  | 0
A1016 | 4 | 1 | Bell Lincoln/ Columbia Heights | 3101 16TH Street NW , Washington, DC 20010 | Katolight | D500FRV4 | 105751-0205 | 72.7 hours | DIESEL | N/A | 500 | School | Outdoor |  |  |  | 0
A1017 | 1 | 1 | Fire Alarm HQ | 320 McMillan Drive, NW | N/A | N/A | N/A | N/A | Natural Gas | 600 | N/A | DCFEMS | N/A |  |  |  | 0
A1018 | 1 | 1 | Fire Alarm HQ | 320 McMillan Drive, NW | N/A | N/A | N/A | N/A | Natural Gas | 300 | N/A | DCFEMS | N/A |  |  |  | 0
A1019 | 1 | 1 | Fire Alarm HQ | 320 McMillan Drive, NW | N/A | N/A | N/A | N/A | Natural Gas | 200 | N/A | DCFEMS | N/A |  |  |  | 0
A1020 | 1 | 1 | DCFD Engine 11 | 3420 14th Street NW | Generac | 2590570200 |  |  | Diesel | N/A | 52 | DCFEMS |  |  |  |  | 0
A1021 | 4 | 1 | PARKVIEW @ Bruce Monroe | 3560 Warder St NW, Washington, DC 20010 | Gillette | SP-200-3-2NO | IL-1-301 | 12.75 | Natural Gas | N/A | 20 | School | BASEMENT |  |  |  | 0
A1022 | 1 | 1 | 4th District Sub Station | 750 Park Road NW, Washington, DC 20010 | Tradewinds | TP60 | 53418215 | 90.9 hours | DIESEL | N/A | 60 | MPD Site | Outdoor |  |  |  | 0
A1023 | 4 | 1 | BANNEKER | 800 Euclid St., NW, Washington, DC 20001 | Kohler | 30PO-ZJ81 | 280599 | 639.7 hours | DIESEL | 250 | 38 | School | Indoor |  |  |  | 0
A1024 | 1 | 2 | DCFD Engine 16 | 1018 13th Street NW | Generac | 2590290100 |  |  | Diesel | N/A | 60 | DCFEMS |  |  |  |  | 0
A1025 | 4 | 2 | DC Records Center/ DC Archives | 1300 Naylor Court, NW, Washington, DC 20001 | Onan | 150DGFAL32160A | F890-244920 | 40.2 hours | DIESEL | N/A | 150 | MPD site | Indoor |  |  |  | 0
A1026 |  | 2 |  | 1333 H St. NW | Onan | 230 DFAB-93037G | A980680686 |  |  | 25 |  | Municipal |  |  |  |  | 0
A1027 | 1 | 2 | Wilson Bldg. | 1350 Pennsylvania Avenue, NW | Caterpillar | 3412 |  |  | Natural Gas | N/A | 750 | Municipal |  |  |  |  | 0
A1028 | 4 | 2 | HARDY | 1819 35th St. NW, Washington, DC 20007 | Kohler | 150RE0ZJB | 2112012 | 160 | DIESEL | 275 | 160 | School | Outdoor |  |  |  | 0
A1029 | 1 | 2 | DCFD Engine 23 | 2119 G Street NW | N/A | 2590320200 | N/A | N/A | Diesel | N/A | 10 | DCFEMS | N/A |  |  |  | 0
A1030 | 4 | 2 | SCHOOL W/O WALLS | 2130 G St NW, Washington, DC 20037 | KOHLER | R80RZG | 2246476 | 170.4 | Natural Gas | N/A | 80 | School | BASEMENT |  |  |  | 0
A1031 | 1 | 2 | DCFD Engine 1 | 2225 M Street NW | Generac | 2590350100 (2000 Series) |  |  | Diesel | N/A |  | DCFEMS |  |  |  |  | 0
A1032 | 1 | 2 | DCFD Engine 6 | 2300 New Jersey Ave NW | Generac | 2588790200 |  |  | Diesel | N/A | 25 | DCFEMS |  |  |  |  | 0
A1033 | 1 | 2 | Special Operations Division | 2301 - 2302 L Street, NW | N/A | N/A | N/A | N/A |  | 100 | N/A | MPD Site | N/A |  |  |  | 0
A1034 | 1 | 2 | Special Operations Division | 2301 2302 L Street, NW | N/A | N/A | N/A | N/A |  | N/A | N/A | MPD Site | N/A |  |  |  | 0
A1035 | 4 | 2 | Francis Stevens ES | 2425 N St., NW | GENERAC | 91A01368-S | 995472 | 268.1 | DIESEL | N/A | 30 | School | Indoor |  |  |  | 0
A1036 | 4 | 2 | Hyde-Addison | 3219 O St NW, Washington, DC 20007 | Generac | 10079900100 | 2099297 | 100.6 | DIESEL | N/A | 60 | School | Outdoor |  |  |  | 0
A1037 | 4 | 2 | DUKE ELLINGTON | 3500 R St NW , Washington, DC 20007 | Kohler |  |  |  | Natural Gas | 250 | 125 | School | Outdoor |  |  |  | 0
A1038 | 1 | 2 | UDC | 4200 Connecticut Ave, NW | N/A | N/A | N/A | N/A | Natural Gas | N/A | N/A | Municipal | N/A |  |  |  | 0
A1039 | 4 | 2 | Bundy Building | 429 O Street, NW, Washington, DC 20001 | MTU | SNL100PG6 | 303707-1-1-0100 | 18 hours | Natural Gas | N/A | 93 | Municipal | Outdoor |  |  |  | 0
A1040 | 1 | 2 | Juvenile Processing Special Enforcement Branch | 501 New York Avenue, NW, Washington, DC 20001 | Tradewinds | N/A | N/A | N/A | DIESEL | 50 | 40 | MPD site | Outdoor |  |  |  | 0
A1041 | 2 | 2 | New Endeavors for Women | 611 N St. NW, Washington, DC 20001 | Generac | N/A | N/A | N/A | Natural Gas | N/A | 60 | Shelter |  |  |  |  | 0
A1042 | 2 | 2 | Patricia Handy Shelter for Woomen | 810 5th st NW | N/A | N/A | N/A | N/A | N/A | N/A | N/A | N/A | N/A |  |  |  | 0
OPTION YEAR ONE (1) GRAND TOTALS | [13 empty] | 0 | 0 | 0 | 0
OPTION YEAR TWO (2) ROUTINE SERVICE RATE SCHEDULE | OPTION YEAR TWO (2) SERVICE RATE SCHEDULE
ROUTINE- SERVICE FIXED FULLY LOADED FLAT RATE
CLIN | PRIORITY | WARD | FACILITY | ADDRESS | GENERATOR TYPE/ATS LOCATION | MODEL # | SERIAL # | GENERATOR AGE/HRS | FUEL TYPE | FUEL TANK SIZE | KW | FACILITY TYPE | LOCATION | QUARTERLY | SEMI ANNUAL | ANNUAL | TOTALS
A2001 | 4 | 1 | CARDOZO | 1200 Clifton St. NW | Cummins | DQFAD1209695 | H120374998 | 65.6 Hours | Natural Gas | 250 | 1000 | School | Indoor |  |  |  | 0
A2002 | 2 | 1 | 1413 Girard St. N.W. | 1413 Girard St. N.W. | N/A | N/A | N/A | N/A | N/A | N/A | N/A | N/A | N/A |  |  |  | 0
A2003 | 2 | 1 | La Casa- Permanent Supportive Housing | 1433 Irving St. N.W. | Generac | N/A | N/A | N/A | Ultra Low Sulfur Diesel Fuel | N/A | 150 | Shelter |  |  |  |  | 0
A2004 | 2 | 1 | LA CASA SHELTER | 1444 Irving St. NW, Washington, DC 20010 | Generac | SD4150GG176 | 8361588 | N/A | Unsure | N/A | 200 | shelter | Outdoor |  |  |  | 0
A2005 | 2 | 1 | DGS Columbia Heights Rec. | 1480 Girard St, NW , Washington, DC 20009 | Generac | 6652460100 | 2089342 | 41.6 hours | DIESEL | N/A | 130 | DPR | Outdoor |  |  |  | 0
A2006 | 1 | 1 | DCFD Engine 9 | 1617 U Street NW | Generac | 2588770100 |  |  | Diesel | N/A | 15 | DCFEMS |  |  |  |  | 0
A2007 | 1 | 1 | 3rd District Police HQ | 1620 V Street, NW, Washington, DC 20009 | MTU | D500-200D6SPAKO-574 | 351392 | 40.5 hours | DIESEL | 300 | 200 | MPD Site | Outdoor |  |  |  | 0
A2008 | 4 | 1 | BANCROFT | 1755 Newton St. NW, Washington, DC 20010 | Onan | 450EM-15R15221F | 874861234 | 200.5 hours | Natural Gas | N/A | 45 | School | Indoor |  |  |  | 0
A2009 | 1 | 1 | DCFD Engine 21 | 1763 Lanier Place NW | Generac | 2590540100 |  |  | Diesel | N/A | 15 | DCFEMS |  |  |  |  | 0
A2020 | 4 | 1 | CLEVELAND | 1825 8th St NW, Washington, DC 20001 | Kohler | 100RE0ZJB | 754603 | 161.6 hours | DIESEL | 500 | 110 | School | Indoor |  |  |  | 0
A2011 | 4 | 1 | MARIE REED School/Rec/ Aquatic Center | 2200 CHAMPLAIN ST NW, Washington, DC 20009 | Empire ATS in Gen Room | 500dkw-8e | 373-145 | 708.9 | DIESEL | 200 | 50 | School | Indoor |  |  |  | 0
A2012 | 4 | 1 | COOKE, HD | 2527 17th St. NW , Washington, DC 20009 | Generac | 10092990200 | 2099083 | 164.5 | DIESEL | 200 | 150 | School | Outdoor |  |  |  | 0
A2013 | 1 | 1 | DCFD Engine 4 | 2531 Sherman Ave NW | Generac | 2588760200 |  |  | Diesel | N/A | 25 | DCFEMS |  |  |  |  | 0
A2014 | 1 | 1 | PSCC and Tower | 310 McMillan Dr, NW | N/A | N/A | N/A | N/A |  | N/A | N/A | DCFEMS | N/A |  |  |  | 0
A2015 | 1 | 1 | Fire Alarm HQ Emergency Communication Center | 310 McMillan Drive, NW | N/A | N/A | N/A | N/A | Natural Gas | 75 | N/A | DCFEMS | N/A |  |  |  | 0
A2016 | 4 | 1 | Bell Lincoln/ Columbia Heights | 3101 16TH Street NW , Washington, DC 20010 | Katolight | D500FRV4 | 105751-0205 | 72.7 hours | DIESEL | N/A | 500 | School | Outdoor |  |  |  | 0
A2017 | 1 | 1 | Fire Alarm HQ | 320 McMillan Drive, NW | N/A | N/A | N/A | N/A | Natural Gas | 600 | N/A | DCFEMS | N/A |  |  |  | 0
A2018 | 1 | 1 | Fire Alarm HQ | 320 McMillan Drive, NW | N/A | N/A | N/A | N/A | Natural Gas | 300 | N/A | DCFEMS | N/A |  |  |  | 0
A2019 | 1 | 1 | Fire Alarm HQ | 320 McMillan Drive, NW | N/A | N/A | N/A | N/A | Natural Gas | 200 | N/A | DCFEMS | N/A |  |  |  | 0
A2020 | 1 | 1 | DCFD Engine 11 | 3420 14th Street NW | Generac | 2590570200 |  |  | Diesel | N/A | 52 | DCFEMS |  |  |  |  | 0
A2021 | 4 | 1 | PARKVIEW @ Bruce Monroe | 3560 Warder St NW, Washington, DC 20010 | Gillette | SP-200-3-2NO | IL-1-301 | 12.75 | Natural Gas | N/A | 20 | School | BASEMENT |  |  |  | 0
A2022 | 1 | 1 | 4th District Sub Station | 750 Park Road NW, Washington, DC 20010 | Tradewinds | TP60 | 53418215 | 90.9 hours | DIESEL | N/A | 60 | MPD Site | Outdoor |  |  |  | 0
A2023 | 4 | 1 | BANNEKER | 800 Euclid St., NW, Washington, DC 20001 | Kohler | 30PO-ZJ81 | 280599 | 639.7 hours | DIESEL | 250 | 38 | School | Indoor |  |  |  | 0
A2024 | 1 | 2 | DCFD Engine 16 | 1018 13th Street NW | Generac | 2590290100 |  |  | Diesel | N/A | 60 | DCFEMS |  |  |  |  | 0
A2025 | 4 | 2 | DC Records Center/ DC Archives | 1300 Naylor Court, NW, Washington, DC 20001 | Onan | 150DGFAL32160A | F890-244920 | 40.2 hours | DIESEL | N/A | 150 | MPD site | Indoor |  |  |  | 0
A2026 |  | 2 |  | 1333 H St. NW | Onan | 230 DFAB-93037G | A980680686 |  |  | 25 |  | Municipal |  |  |  |  | 0
A2027 | 1 | 2 | Wilson Bldg. | 1350 Pennsylvania Avenue, NW | Caterpillar | 3412 |  |  | Natural Gas | N/A | 750 | Municipal |  |  |  |  | 0
A2028 | 4 | 2 | HARDY | 1819 35th St. NW, Washington, DC 20007 | Kohler | 150RE0ZJB | 2112012 | 160 | DIESEL | 275 | 160 | School | Outdoor |  |  |  | 0
A2029 | 1 | 2 | DCFD Engine 23 | 2119 G Street NW | N/A | 2590320200 | N/A | N/A | Diesel | N/A | 10 | DCFEMS | N/A |  |  |  | 0
A2030 | 4 | 2 | SCHOOL W/O WALLS | 2130 G St NW, Washington, DC 20037 | KOHLER | R80RZG | 2246476 | 170.4 | Natural Gas | N/A | 80 | School | BASEMENT |  |  |  | 0
A2031 | 1 | 2 | DCFD Engine 1 | 2225 M Street NW | Generac | 2590350100 (2000 Series) |  |  | Diesel | N/A |  | DCFEMS |  |  |  |  | 0
A2032 | 1 | 2 | DCFD Engine 6 | 2300 New Jersey Ave NW | Generac | 2588790200 |  |  | Diesel | N/A | 25 | DCFEMS |  |  |  |  | 0
A2033 | 1 | 2 | Special Operations Division | 2301 - 2302 L Street, NW | N/A | N/A | N/A | N/A |  | 100 | N/A | MPD Site | N/A |  |  |  | 0
A2034 | 1 | 2 | Special Operations Division | 2301 2302 L Street, NW | N/A | N/A | N/A | N/A |  | N/A | N/A | MPD Site | N/A |  |  |  | 0
A2035 | 4 | 2 | Francis Stevens ES | 2425 N St., NW | GENERAC | 91A01368-S | 995472 | 268.1 | DIESEL | N/A | 30 | School | Indoor |  |  |  | 0
A2036 | 4 | 2 | Hyde-Addison | 3219 O St NW, Washington, DC 20007 | Generac | 10079900100 | 2099297 | 100.6 | DIESEL | N/A | 60 | School | Outdoor |  |  |  | 0
A2037 | 4 | 2 | DUKE ELLINGTON | 3500 R St NW , Washington, DC 20007 | Kohler |  |  |  | Natural Gas | 250 | 125 | School | Outdoor |  |  |  | 0
A2038 | 1 | 2 | UDC | 4200 Connecticut Ave, NW | N/A | N/A | N/A | N/A | Natural Gas | N/A | N/A | Municipal | N/A |  |  |  | 0
A2039 | 4 | 2 | Bundy Building | 429 O Street, NW, Washington, DC 20001 | MTU | SNL100PG6 | 303707-1-1-0100 | 18 hours | Natural Gas | N/A | 93 | Municipal | Outdoor |  |  |  | 0
A2040 | 1 | 2 | Juvenile Processing Special Enforcement Branch | 501 New York Avenue, NW, Washington, DC 20001 | Tradewinds | N/A | N/A | N/A | DIESEL | 50 | 40 | MPD site | Outdoor |  |  |  | 0
A2041 | 2 | 2 | New Endeavors for Women | 611 N St. NW, Washington, DC 20001 | Generac | N/A | N/A | N/A | Natural Gas | N/A | 60 | Shelter |  |  |  |  | 0
A2042 | 2 | 2 | Patricia Handy Shelter for Woomen | 810 5th st NW | N/A | N/A | N/A | N/A | N/A | N/A | N/A | N/A | N/A |  |  |  | 0
OPTION YEAR TWO (2) GRAND TOTALS | [13 empty] | 0 | 0 | 0 | 0
OPTION YEAR THREE (3) ROUTINE SERVICE RATE SCHEDULE
ROUTINE- SERVICE FIXED FULLY LOADED FLAT RATE
CLIN | PRIORITY | WARD | FACILITY | ADDRESS | GENERATOR TYPE/ATS LOCATION | MODEL # | SERIAL # | GENERATOR AGE/HRS | FUEL TYPE | FUEL TANK SIZE | KW | FACILITY TYPE | LOCATION | QUARTERLY | SEMI ANNUAL | ANNUAL | TOTALS
A3001 | 4 | 1 | CARDOZO | 1200 Clifton St. NW | Cummins | DQFAD1209695 | H120374998 | 65.6 Hours | Natural Gas | 250 | 1000 | School | Indoor |  |  |  | 0
A3002 | 2 | 1 | 1413 Girard St. N.W. | 1413 Girard St. N.W. | N/A | N/A | N/A | N/A | N/A | N/A | N/A | N/A | N/A |  |  |  | 0
A3003 | 2 | 1 | La Casa- Permanent Supportive Housing | 1433 Irving St. N.W. | Generac | N/A | N/A | N/A | Ultra Low Sulfur Diesel Fuel | N/A | 150 | Shelter |  |  |  |  | 0
A3004 | 2 | 1 | LA CASA SHELTER | 1444 Irving St. NW, Washington, DC 20010 | Generac | SD4150GG176 | 8361588 | N/A | Unsure | N/A | 200 | shelter | Outdoor |  |  |  | 0
A3005 | 2 | 1 | DGS Columbia Heights Rec. | 1480 Girard St, NW , Washington, DC 20009 | Generac | 6652460100 | 2089342 | 41.6 hours | DIESEL | N/A | 130 | DPR | Outdoor |  |  |  | 0
A3006 | 1 | 1 | DCFD Engine 9 | 1617 U Street NW | Generac | 2588770100 |  |  | Diesel | N/A | 15 | DCFEMS |  |  |  |  | 0
A3007 | 1 | 1 | 3rd District Police HQ | 1620 V Street, NW, Washington, DC 20009 | MTU | D500-200D6SPAKO-574 | 351392 | 40.5 hours | DIESEL | 300 | 200 | MPD Site | Outdoor |  |  |  | 0
A3008 | 4 | 1 | BANCROFT | 1755 Newton St. NW, Washington, DC 20010 | Onan | 450EM-15R15221F | 874861234 | 200.5 hours | Natural Gas | N/A | 45 | School | Indoor |  |  |  | 0
A3009 | 1 | 1 | DCFD Engine 21 | 1763 Lanier Place NW | Generac | 2590540100 |  |  | Diesel | N/A | 15 | DCFEMS |  |  |  |  | 0
A3030 | 4 | 1 | CLEVELAND | 1825 8th St NW, Washington, DC 20001 | Kohler | 100RE0ZJB | 754603 | 161.6 hours | DIESEL | 500 | 110 | School | Indoor |  |  |  | 0
A3011 | 4 | 1 | MARIE REED School/Rec/ Aquatic Center | 2200 CHAMPLAIN ST NW, Washington, DC 20009 | Empire ATS in Gen Room | 500dkw-8e | 373-145 | 708.9 | DIESEL | 200 | 50 | School | Indoor |  |  |  | 0
A3012 | 4 | 1 | COOKE, HD | 2527 17th St. NW , Washington, DC 20009 | Generac | 10092990200 | 2099083 | 164.5 | DIESEL | 200 | 150 | School | Outdoor |  |  |  | 0
A3013 | 1 | 1 | DCFD Engine 4 | 2531 Sherman Ave NW | Generac | 2588760200 |  |  | Diesel | N/A | 25 | DCFEMS |  |  |  |  | 0
A3014 | 1 | 1 | PSCC and Tower | 310 McMillan Dr, NW | N/A | N/A | N/A | N/A |  | N/A | N/A | DCFEMS | N/A |  |  |  | 0
A3015 | 1 | 1 | Fire Alarm HQ Emergency Communication Center | 310 McMillan Drive, NW | N/A | N/A | N/A | N/A | Natural Gas | 75 | N/A | DCFEMS | N/A |  |  |  | 0
A3016 | 4 | 1 | Bell Lincoln/ Columbia Heights | 3101 16TH Street NW , Washington, DC 20010 | Katolight | D500FRV4 | 105751-0205 | 72.7 hours | DIESEL | N/A | 500 | School | Outdoor |  |  |  | 0
A3017 | 1 | 1 | Fire Alarm HQ | 320 McMillan Drive, NW | N/A | N/A | N/A | N/A | Natural Gas | 600 | N/A | DCFEMS | N/A |  |  |  | 0
A3018 | 1 | 1 | Fire Alarm HQ | 320 McMillan Drive, NW | N/A | N/A | N/A | N/A | Natural Gas | 300 | N/A | DCFEMS | N/A |  |  |  | 0
A3019 | 1 | 1 | Fire Alarm HQ | 320 McMillan Drive, NW | N/A | N/A | N/A | N/A | Natural Gas | 200 | N/A | DCFEMS | N/A |  |  |  | 0
A3020 | 1 | 1 | DCFD Engine 11 | 3420 14th Street NW | Generac | 2590570200 |  |  | Diesel | N/A | 52 | DCFEMS |  |  |  |  | 0
A3021 | 4 | 1 | PARKVIEW @ Bruce Monroe | 3560 Warder St NW, Washington, DC 20010 | Gillette | SP-200-3-2NO | IL-1-301 | 12.75 | Natural Gas | N/A | 20 | School | BASEMENT |  |  |  | 0
A3022 | 1 | 1 | 4th District Sub Station | 750 Park Road NW, Washington, DC 20010 | Tradewinds | TP60 | 53418215 | 90.9 hours | DIESEL | N/A | 60 | MPD Site | Outdoor |  |  |  | 0
A3023 | 4 | 1 | BANNEKER | 800 Euclid St., NW, Washington, DC 20001 | Kohler | 30PO-ZJ81 | 280599 | 639.7 hours | DIESEL | 250 | 38 | School | Indoor |  |  |  | 0
A3024 | 1 | 2 | DCFD Engine 16 | 1018 13th Street NW | Generac | 2590290100 |  |  | Diesel | N/A | 60 | DCFEMS |  |  |  |  | 0
A3025 | 4 | 2 | DC Records Center/ DC Archives | 1300 Naylor Court, NW, Washington, DC 20001 | Onan | 150DGFAL32160A | F890-244920 | 40.2 hours | DIESEL | N/A | 150 | MPD site | Indoor |  |  |  | 0
A3026 |  | 2 |  | 1333 H St. NW | Onan | 230 DFAB-93037G | A980680686 |  |  | 25 |  | Municipal |  |  |  |  | 0
A3027 | 1 | 2 | Wilson Bldg. | 1350 Pennsylvania Avenue, NW | Caterpillar | 3412 |  |  | Natural Gas | N/A | 750 | Municipal |  |  |  |  | 0
A3028 | 4 | 2 | HARDY | 1819 35th St. NW, Washington, DC 20007 | Kohler | 150RE0ZJB | 2112012 | 160 | DIESEL | 275 | 160 | School | Outdoor |  |  |  | 0
A3029 | 1 | 2 | DCFD Engine 23 | 2119 G Street NW | N/A | 2590320200 | N/A | N/A | Diesel | N/A | 10 | DCFEMS | N/A |  |  |  | 0
A3030 | 4 | 2 | SCHOOL W/O WALLS | 2130 G St NW, Washington, DC 20037 | KOHLER | R80RZG | 2246476 | 170.4 | Natural Gas | N/A | 80 | School | BASEMENT |  |  |  | 0
A3031 | 1 | 2 | DCFD Engine 1 | 2225 M Street NW | Generac | 2590350100 (2000 Series) |  |  | Diesel | N/A |  | DCFEMS |  |  |  |  | 0
A3032 | 1 | 2 | DCFD Engine 6 | 2300 New Jersey Ave NW | Generac | 2588790200 |  |  | Diesel | N/A | 25 | DCFEMS |  |  |  |  | 0
A3033 | 1 | 2 | Special Operations Division | 2301 - 2302 L Street, NW | N/A | N/A | N/A | N/A |  | 100 | N/A | MPD Site | N/A |  |  |  | 0
A3034 | 1 | 2 | Special Operations Division | 2301 2302 L Street, NW | N/A | N/A | N/A | N/A |  | N/A | N/A | MPD Site | N/A |  |  |  | 0
A3035 | 4 | 2 | Francis Stevens ES | 2425 N St., NW | GENERAC | 91A01368-S | 995472 | 268.1 | DIESEL | N/A | 30 | School | Indoor |  |  |  | 0
A3036 | 4 | 2 | Hyde-Addison | 3219 O St NW, Washington, DC 20007 | Generac | 10079900100 | 2099297 | 100.6 | DIESEL | N/A | 60 | School | Outdoor |  |  |  | 0
A3037 | 4 | 2 | DUKE ELLINGTON | 3500 R St NW , Washington, DC 20007 | Kohler |  |  |  | Natural Gas | 250 | 125 | School | Outdoor |  |  |  | 0
A3038 | 1 | 2 | UDC | 4200 Connecticut Ave, NW | N/A | N/A | N/A | N/A | Natural Gas | N/A | N/A | Municipal | N/A |  |  |  | 0
A3039 | 4 | 2 | Bundy Building | 429 O Street, NW, Washington, DC 20001 | MTU | SNL100PG6 | 303707-1-1-0100 | 18 hours | Natural Gas | N/A | 93 | Municipal | Outdoor |  |  |  | 0
A3040 | 1 | 2 | Juvenile Processing Special Enforcement Branch | 501 New York Avenue, NW, Washington, DC 20001 | Tradewinds | N/A | N/A | N/A | DIESEL | 50 | 40 | MPD site | Outdoor |  |  |  | 0
A3041 | 2 | 2 | New Endeavors for Women | 611 N St. NW, Washington, DC 20001 | Generac | N/A | N/A | N/A | Natural Gas | N/A | 60 | Shelter |  |  |  |  | 0
A3042 | 2 | 2 | Patricia Handy Shelter for Woomen | 810 5th st NW | N/A | N/A | N/A | N/A | N/A | N/A | N/A | N/A | N/A |  |  |  | 0
OPTION YEAR THREE (3) GRAND TOTALS | [13 empty] | 0 | 0 | 0 | 0
OPTION YEAR FOUR (4) ROUTINE SERVICE RATE SCHEDULE
ROUTINE- SERVICE FIXED FULLY LOADED FLAT RATE
CLIN | PRIORITY | WARD | FACILITY | ADDRESS | GENERATOR TYPE/ATS LOCATION | MODEL # | SERIAL # | GENERATOR AGE/HRS | FUEL TYPE | FUEL TANK SIZE | KW | FACILITY TYPE | LOCATION | QUARTERLY | SEMI ANNUAL | ANNUAL | TOTALS
A4001 | 4 | 1 | CARDOZO | 1200 Clifton St. NW | Cummins | DQFAD1209695 | H120374998 | 65.6 Hours | Natural Gas | 250 | 1000 | School | Indoor |  |  |  | 0
A4002 | 2 | 1 | 1413 Girard St. N.W. | 1413 Girard St. N.W. | N/A | N/A | N/A | N/A | N/A | N/A | N/A | N/A | N/A |  |  |  | 0
A4003 | 2 | 1 | La Casa- Permanent Supportive Housing | 1433 Irving St. N.W. | Generac | N/A | N/A | N/A | Ultra Low Sulfur Diesel Fuel | N/A | 150 | Shelter |  |  |  |  | 0
A4004 | 2 | 1 | LA CASA SHELTER | 1444 Irving St. NW, Washington, DC 20010 | Generac | SD4150GG176 | 8361588 | N/A | Unsure | N/A | 200 | shelter | Outdoor |  |  |  | 0
A4005 | 2 | 1 | DGS Columbia Heights Rec. | 1480 Girard St, NW , Washington, DC 20009 | Generac | 6652460100 | 2089342 | 41.6 hours | DIESEL | N/A | 130 | DPR | Outdoor |  |  |  | 0
A4006 | 1 | 1 | DCFD Engine 9 | 1617 U Street NW | Generac | 2588770100 |  |  | Diesel | N/A | 15 | DCFEMS |  |  |  |  | 0
A4007 | 1 | 1 | 3rd District Police HQ | 1620 V Street, NW, Washington, DC 20009 | MTU | D500-200D6SPAKO-574 | 351392 | 40.5 hours | DIESEL | 300 | 200 | MPD Site | Outdoor |  |  |  | 0
A4008 | 4 | 1 | BANCROFT | 1755 Newton St. NW, Washington, DC 20010 | Onan | 450EM-15R15221F | 874861234 | 200.5 hours | Natural Gas | N/A | 45 | School | Indoor |  |  |  | 0
A4009 | 1 | 1 | DCFD Engine 21 | 1763 Lanier Place NW | Generac | 2590540100 |  |  | Diesel | N/A | 15 | DCFEMS |  |  |  |  | 0
A4040 | 4 | 1 | CLEVELAND | 1825 8th St NW, Washington, DC 20001 | Kohler | 100RE0ZJB | 754603 | 161.6 hours | DIESEL | 500 | 110 | School | Indoor |  |  |  | 0
A4011 | 4 | 1 | MARIE REED School/Rec/ Aquatic Center | 2200 CHAMPLAIN ST NW, Washington, DC 20009 | Empire ATS in Gen Room | 500dkw-8e | 373-145 | 708.9 | DIESEL | 200 | 50 | School | Indoor |  |  |  | 0
A4012 | 4 | 1 | COOKE, HD | 2527 17th St. NW , Washington, DC 20009 | Generac | 10092990200 | 2099083 | 164.5 | DIESEL | 200 | 150 | School | Outdoor |  |  |  | 0
A4013 | 1 | 1 | DCFD Engine 4 | 2531 Sherman Ave NW | Generac | 2588760200 |  |  | Diesel | N/A | 25 | DCFEMS |  |  |  |  | 0
A4014 | 1 | 1 | PSCC and Tower | 310 McMillan Dr, NW | N/A | N/A | N/A | N/A |  | N/A | N/A | DCFEMS | N/A |  |  |  | 0
A4015 | 1 | 1 | Fire Alarm HQ Emergency Communication Center | 310 McMillan Drive, NW | N/A | N/A | N/A | N/A | Natural Gas | 75 | N/A | DCFEMS | N/A |  |  |  | 0
A4016 | 4 | 1 | Bell Lincoln/ Columbia Heights | 3101 16TH Street NW , Washington, DC 20010 | Katolight | D500FRV4 | 105751-0205 | 72.7 hours | DIESEL | N/A | 500 | School | Outdoor |  |  |  | 0
A4017 | 1 | 1 | Fire Alarm HQ | 320 McMillan Drive, NW | N/A | N/A | N/A | N/A | Natural Gas | 600 | N/A | DCFEMS | N/A |  |  |  | 0
A4018 | 1 | 1 | Fire Alarm HQ | 320 McMillan Drive, NW | N/A | N/A | N/A | N/A | Natural Gas | 300 | N/A | DCFEMS | N/A |  |  |  | 0
A4019 | 1 | 1 | Fire Alarm HQ | 320 McMillan Drive, NW | N/A | N/A | N/A | N/A | Natural Gas | 200 | N/A | DCFEMS | N/A |  |  |  | 0
A4020 | 1 | 1 | DCFD Engine 11 | 3420 14th Street NW | Generac | 2590570200 |  |  | Diesel | N/A | 52 | DCFEMS |  |  |  |  | 0
A4021 | 4 | 1 | PARKVIEW @ Bruce Monroe | 3560 Warder St NW, Washington, DC 20010 | Gillette | SP-200-3-2NO | IL-1-301 | 12.75 | Natural Gas | N/A | 20 | School | BASEMENT |  |  |  | 0
A4022 | 1 | 1 | 4th District Sub Station | 750 Park Road NW, Washington, DC 20010 | Tradewinds | TP60 | 53418215 | 90.9 hours | DIESEL | N/A | 60 | MPD Site | Outdoor |  |  |  | 0
A4023 | 4 | 1 | BANNEKER | 800 Euclid St., NW, Washington, DC 20001 | Kohler | 30PO-ZJ81 | 280599 | 639.7 hours | DIESEL | 250 | 38 | School | Indoor |  |  |  | 0
A4024 | 1 | 2 | DCFD Engine 16 | 1018 13th Street NW | Generac | 2590290100 |  |  | Diesel | N/A | 60 | DCFEMS |  |  |  |  | 0
A4025 | 4 | 2 | DC Records Center/ DC Archives | 1300 Naylor Court, NW, Washington, DC 20001 | Onan | 150DGFAL32160A | F890-244920 | 40.2 hours | DIESEL | N/A | 150 | MPD site | Indoor |  |  |  | 0
A4026 |  | 2 |  | 1333 H St. NW | Onan | 230 DFAB-93037G | A980680686 |  |  | 25 |  | Municipal |  |  |  |  | 0
A4027 | 1 | 2 | Wilson Bldg. | 1350 Pennsylvania Avenue, NW | Caterpillar | 3412 |  |  | Natural Gas | N/A | 750 | Municipal |  |  |  |  | 0
A4028 | 4 | 2 | HARDY | 1819 35th St. NW, Washington, DC 20007 | Kohler | 150RE0ZJB | 2112012 | 160 | DIESEL | 275 | 160 | School | Outdoor |  |  |  | 0
A4029 | 1 | 2 | DCFD Engine 23 | 2119 G Street NW | N/A | 2590320200 | N/A | N/A | Diesel | N/A | 10 | DCFEMS | N/A |  |  |  | 0
A4030 | 4 | 2 | SCHOOL W/O WALLS | 2130 G St NW, Washington, DC 20037 | KOHLER | R80RZG | 2246476 | 170.4 | Natural Gas | N/A | 80 | School | BASEMENT |  |  |  | 0
A4031 | 1 | 2 | DCFD Engine 1 | 2225 M Street NW | Generac | 2590350100 (2000 Series) |  |  | Diesel | N/A |  | DCFEMS |  |  |  |  | 0
A4032 | 1 | 2 | DCFD Engine 6 | 2300 New Jersey Ave NW | Generac | 2588790200 |  |  | Diesel | N/A | 25 | DCFEMS |  |  |  |  | 0
A4033 | 1 | 2 | Special Operations Division | 2301 - 2302 L Street, NW | N/A | N/A | N/A | N/A |  | 100 | N/A | MPD Site | N/A |  |  |  | 0
A4034 | 1 | 2 | Special Operations Division | 2301 2302 L Street, NW | N/A | N/A | N/A | N/A |  | N/A | N/A | MPD Site | N/A |  |  |  | 0
A4035 | 4 | 2 | Francis Stevens ES | 2425 N St., NW | GENERAC | 91A01368-S | 995472 | 268.1 | DIESEL | N/A | 30 | School | Indoor |  |  |  | 0
A4036 | 4 | 2 | Hyde-Addison | 3219 O St NW, Washington, DC 20007 | Generac | 10079900100 | 2099297 | 100.6 | DIESEL | N/A | 60 | School | Outdoor |  |  |  | 0
A4037 | 4 | 2 | DUKE ELLINGTON | 3500 R St NW , Washington, DC 20007 | Kohler |  |  |  | Natural Gas | 250 | 125 | School | Outdoor |  |  |  | 0
A4038 | 1 | 2 | UDC | 4200 Connecticut Ave, NW | N/A | N/A | N/A | N/A | Natural Gas | N/A | N/A | Municipal | N/A |  |  |  | 0
A4039 | 4 | 2 | Bundy Building | 429 O Street, NW, Washington, DC 20001 | MTU | SNL100PG6 | 303707-1-1-0100 | 18 hours | Natural Gas | N/A | 93 | Municipal | Outdoor |  |  |  | 0
A4040 | 1 | 2 | Juvenile Processing Special Enforcement Branch | 501 New York Avenue, NW, Washington, DC 20001 | Tradewinds | N/A | N/A | N/A | DIESEL | 50 | 40 | MPD site | Outdoor |  |  |  | 0
A4041 | 2 | 2 | New Endeavors for Women | 611 N St. NW, Washington, DC 20001 | Generac | N/A | N/A | N/A | Natural Gas | N/A | 60 | Shelter |  |  |  |  | 0
A4042 | 2 | 2 | Patricia Handy Shelter for Woomen | 810 5th st NW | N/A | N/A | N/A | N/A | N/A | N/A | N/A | N/A | N/A |  |  |  | 0
OPTION YEAR FOUR (4) GRAND TOTALS | [13 empty] | 0 | 0 | 0 | 0

## Aggregate Group B (Wards 3 & 4)
DCAM-17-NC-0022
Preventative Maintenance, Repairs, Rentals, Relocation and Installation Services for Generators
BID FORM ATTACHMENT A
AGGREGATE AWARD GROUP B ¦ WARDS 3 & 4
0
GROUP B TOTAL PRICE (Base Yr + OY1, OY2, OY3 & OY4)
BBSE YEAR ROUTINE SERVICE RATE SCHEDULE
ROUTINE- SERVICE FIXED FULLY LOADED FLAT RATE
CLIN | PRIORITY | WARD | FACILITY | ADDRESS | GENERATOR TYPE/ATS LOCATION | MODEL # | SERIAL # | GENERATOR AGE/HRS | FUEL TYPE | FUEL TANK SIZE | KW | FACILITY TYPE | LOCATION | QUARTERLY | SEMI ANNUAL | ANNUAL | TOTALS
B001 | 4 | 3 | OYSTER/ADAMS | 2801 Calvert St. NW, Washington, DC 20008 | Katolght | D105FRJ4 | 64477564366 | 145.5 | DIESEL | 50 | 105 | School | Indoor |  |  |  | 0
B002 | 4 | 3 | EATON E.S | 3301 Lowell St. NW , Washington, DC 20008 | COLEMAN | PM4045E30A | 3498 | 42.9 hours | Natural Gas | N/A | 45 | School | Outdoor |  |  |  | 0
B003 | 1 | 3 | 2nd District Police HQ | 3320 Idaho Ave, NW, Washington, DC 20016 | Onan | 1750DY6-15R | 107372563612880A | 639.8 hours | DIESEL | 200 | 175 | MPD Site | indoor |  |  |  | 0
B004 | 4 | 3 | DEAL | 3815 Fort Drive NW, Washington, DC 20016 | Cummins | DSHAA6948978 | B080159399 | 151 hours | DIESEL | 400 | 150 | School | Outdoor |  |  |  | 0
B005 | 4 | 3 | WILSON #1 | 3950 Chesapeake St NW,Washington,DC 20016 | CUMMINS | DQHAB-6073514 | K10172393 | 103.4 | Diesel | 500 | 300 | School | Outdoor |  |  |  | 0
B006 | 4 | 3 | Wilson #2 | 3950 Chesapeake St NW,Washington,DC 20016 | CUMMINS | DFEH6073516 | K10172394 | 107.9 | Diesel | 500 | 150 | School | Outdoor |  |  |  | 0
B007 | 4 | 3 | Janney E.S | 4130 Albemarle St. NW Washington DC. 20016 | CUMMINS |  |  |  | Natural Gas | N/A | 150 | School | Rooftop |  |  |  | 0
B008 | 1 | 3 | DCFD Engine 20 | 4300 Wisconsin Ave NW | Generac | 2708540100 |  |  | Natural Gas | N/A |  | DCFEMS |  |  |  |  | 0
B009 | 4 | 3 | Wilson Aquatic Center | 4551 Fort Drive NW,Washington,DC 20016 | CUMMINS | DSGAC-7254949 | J080213124SPECB | 250.8 | Diesel | 308 | 150 | DPR | Outdoor |  |  |  | 0
B010 | 1 | 3 | DCFD Engine 31 | 4930 Connecticut Ave NW | Generac | 2590770100 |  |  | Diesel | N/A | 15 | DCFEMS |  |  |  |  | 0
B011 | 2 | 3 | Chevy Chase Comm. Cent. | 5601 Connecticut Avenue, NW | Kohler | 80ROZJ | 640333 | 2.6 hours | DIESEL | 300 | 80 | DPR | Outdoor |  |  |  | 0
B012 | 2 | 4 | New La Casa | 1131 Spring Rd N.W. | N/A | N/A | N/A | N/A |  |  | N/A |  | N/A |  |  |  | 0
B013 | 4 | 4 | Dorothy Height ES | 1300 Allison St NW, Washington, DC 20011 | Onan | 550EN-15R/23947 | 1810589005 | 5643 hours |  |  |  | School |  |  |  |  | 0
B014 | 4 | 4 | BRIGHTWOOD | 1300 Nicholson St NW, Washington, DC 20011 | Kohler | 100RZG | 2014646 | 443 hours | Natural Gas | N/A | 100 | School | Outdoor |  |  |  | 0
B015 | 4 | 4 | WEST EDUCATION CENTER | 1338 Farragut St NW, Washington, DC 20011 | Cummins | GGME5550968 | B020333848 | 533.3 | Natural Gas | N/A | 60 | School | Indoor |  |  |  | 0
B016 | 2 | 4 | Sargent Road Shelter (House) | 1429 Sargent Rd NE | N/A | N/A | N/A | N/A |  |  | N/A |  | N/A |  |  |  | 0
B017 | 1 | 4 | 4th District Police HQ | 4001 Georgia Avenue, NW, Washington, DC 20011 | Spectrum | 10065 | 654200 | 775 hours | Natural Gas | 50 | 100 | MPD Site | rooftrop |  |  |  | 0
B018 | 4 | 4 | BARNARD | 430 Decatur St., NW , Washington, DC 20011 | Kohler ATS-Gen room. | 80RZG8 | 727610 | 423.9 hours | Natural Gas | N/A | 50 | School | Indoor |  |  |  | 0
B019 | 4 | 4 | ROOSEVELT/ MACFARLAND | 4301 13th St NW, Washington, DC 20011 | CUMMINS | G6LA5929355 | E050785613 | 200.8 | Natural Gas | N/A | 125 | School | Outdoor |  |  |  | 0
B020 | 1 | 4 | DCFD Engine 24 | 5101 Georgia Ave NW | Generac | 2594490100 |  |  | Natural Gas | N/A | 50 | DCFEMS |  |  |  |  | 0
B021 | 4 | 4 | LAFAYETTE | 5701 Broad Branch Rd NW, Washington, DC 20015 | CUMMINS | DGFA5656170 | 6030585574 | 15.2 | DIESEL | 280 | 150 | School | Indoor |  |  |  | 0
B022 | 1 | 4 | DCFD Engine 22 | 5760 Georgia Ave NW | Generac | 2594530100 |  |  | Diesel | N/A |  | DCFEMS |  |  |  |  | 0
B023 | 4 | 4 | WHITTIER | 6201 5th St NW,Washington,DC 20011 | Generac | D1Z73273-0 | 812320 | 596.7 | Diesel | 250 | 10 | School | Outdoor |  |  |  | 0
B024 | 4 | 4 | COOLIDGE HS | 6315 5TH St NW, Washington, DC 20011 | Caterpillar | SR-4 | FD403924 | 519 | DIESEL | 275 | 175 | School | Outdoor |  |  |  | 0
B025 | 1 | 4 | Metropolitan Medical Center | 6323 Georgia Avenue, NW DC 20011 | Onan | 750DVB-15R/28050 | N/A | N/A | Diesel | 20 |  | Municipal |  |  |  |  | 0
B026 | 4 | 4 | TAKOMA | 7010 Piney Branch Rd 20012 | Generac ATS-Generator Room | 13401920300 | 2112361 | 35.5 | Natural Gas | N/A | 150 | School | Indoor |  |  |  | 0
B027 | 4 | 4 | SHEPHERD | 7800 14th St 20012 | Generac | 91A01367-5 | 995471 | 130.6 | DIESEL | 100 | 20 | School | Outdoor |  |  |  | 0
B029 | 4 | 4 | TRUESDELL | 800 Ingraham St 20011 | KOHLER | 20R0ZJ81 | 286915 | 76.3 | DIESEL | 275 | 25 | School | Outdoor |  |  |  | 0
B030 | 1 | 4 | Patrol Services Div. | 801 Shepard Street NW, Washington, DC 20011 | Kohler | 20RGOZJB | 729731 | 2788 | DIESEL | N/A | 26 | MPD site | Outdoor |  |  |  | 0
B031 | 4 | 4 | RAYMOND/ FILMORE ARTS CENTER WEST | 915 Spring Rd NW, Washington, DC 20010 | ONAN | 30DL6L33617E | H890261297 | 212 | DIESEL | N/A | 30 | School | outdoor |  |  |  | 0
B032 |  | MD | New Beginnings Generator 2 | 8400 River Rd, Laurel MD 20724 | MTU |  |  |  | DIESEL | N/A | 40 | DOC | indoor |  |  |  | 0
B033 |  | MD | New Beginnings Generator 1 | 8400 River Rd, Laurel MD 20724 | MTU | N/A | N/A | N/A | DIESEL | N/A | 500 | DOC | Outdoor |  |  |  | 0
BBSE YEBR GRBND TOTBLS | [13 empty] | 0 | 0 | 0 | 0
OPTION YEAR ONE (1) ROUTINE SERVICE RATE SCHEDULE
ROUTINE- SERVICE FIXED FULLY LOADED FLAT RATE
CLIN | PRIORITY | WARD | FACILITY | ADDRESS | GENERATOR TYPE/ATS LOCATION | MODEL # | SERIAL # | GENERATOR AGE/HRS | FUEL TYPE | FUEL TANK SIZE | KW | FACILITY TYPE | LOCATION | QUARTERLY | SEMI ANNUAL | ANNUAL | TOTALS
B1001 | 4 | 3 | OYSTER/ADAMS | 2801 Calvert St. NW, Washington, DC 20008 | Katolght | D105FRJ4 | 64477564366 | 145.5 | DIESEL | 50 | 105 | School | Indoor |  |  |  | 0
B1002 | 4 | 3 | EATON E.S | 3301 Lowell St. NW , Washington, DC 20008 | COLEMAN | PM4045E30A | 3498 | 42.9 hours | Natural Gas | N/A | 45 | School | Outdoor |  |  |  | 0
B1003 | 1 | 3 | 2nd District Police HQ | 3320 Idaho Ave, NW, Washington, DC 20016 | Onan | 1750DY6-15R | 107372563612880A | 639.8 hours | DIESEL | 200 | 175 | MPD Site | indoor |  |  |  | 0
B1004 | 4 | 3 | DEAL | 3815 Fort Drive NW, Washington, DC 20016 | Cummins | DSHAA6948978 | B080159399 | 151 hours | DIESEL | 400 | 150 | School | Outdoor |  |  |  | 0
B1005 | 4 | 3 | WILSON #1 | 3950 Chesapeake St NW,Washington,DC 20016 | CUMMINS | DQHAB-6073514 | K10172393 | 103.4 | Diesel | 500 | 300 | School | Outdoor |  |  |  | 0
B1006 | 4 | 3 | Wilson #2 | 3950 Chesapeake St NW,Washington,DC 20016 | CUMMINS | DFEH6073516 | K10172394 | 107.9 | Diesel | 500 | 150 | School | Outdoor |  |  |  | 0
B1007 | 4 | 3 | Janney E.S | 4130 Albemarle St. NW Washington DC. 20016 | CUMMINS |  |  |  | Natural Gas | N/A | 150 | School | Rooftop |  |  |  | 0
B1008 | 1 | 3 | DCFD Engine 20 | 4300 Wisconsin Ave NW | Generac | 2708540100 |  |  | Natural Gas | N/A |  | DCFEMS |  |  |  |  | 0
B1009 | 4 | 3 | Wilson Aquatic Center | 4551 Fort Drive NW,Washington,DC 20016 | CUMMINS | DSGAC-7254949 | J080213124SPECB | 250.8 | Diesel | 308 | 150 | DPR | Outdoor |  |  |  | 0
B1010 | 1 | 3 | DCFD Engine 31 | 4930 Connecticut Ave NW | Generac | 2590770100 |  |  | Diesel | N/A | 15 | DCFEMS |  |  |  |  | 0
B1011 | 2 | 3 | Chevy Chase Comm. Cent. | 5601 Connecticut Avenue, NW | Kohler | 80ROZJ | 640333 | 2.6 hours | DIESEL | 300 | 80 | DPR | Outdoor |  |  |  | 0
B1012 | 2 | 4 | New La Casa | 1131 Spring Rd N.W. | N/A | N/A | N/A | N/A |  |  | N/A |  | N/A |  |  |  | 0
B1013 | 4 | 4 | Dorothy Height ES | 1300 Allison St NW, Washington, DC 20011 | Onan | 550EN-15R/23947 | 1810589005 | 5643 hours |  |  |  | School |  |  |  |  | 0
B1014 | 4 | 4 | BRIGHTWOOD | 1300 Nicholson St NW, Washington, DC 20011 | Kohler | 100RZG | 2014646 | 443 hours | Natural Gas | N/A | 100 | School | Outdoor |  |  |  | 0
B1015 | 4 | 4 | WEST EDUCATION CENTER | 1338 Farragut St NW, Washington, DC 20011 | Cummins | GGME5550968 | B020333848 | 533.3 | Natural Gas | N/A | 60 | School | Indoor |  |  |  | 0
B1016 | 2 | 4 | Sargent Road Shelter (House) | 1429 Sargent Rd NE | N/A | N/A | N/A | N/A |  |  | N/A |  | N/A |  |  |  | 0
B1017 | 1 | 4 | 4th District Police HQ | 4001 Georgia Avenue, NW, Washington, DC 20011 | Spectrum | 10065 | 654200 | 775 hours | Natural Gas | 50 | 100 | MPD Site | rooftrop |  |  |  | 0
B1018 | 4 | 4 | BARNARD | 430 Decatur St., NW , Washington, DC 20011 | Kohler ATS-Gen room. | 80RZG8 | 727610 | 423.9 hours | Natural Gas | N/A | 50 | School | Indoor |  |  |  | 0
B1019 | 4 | 4 | ROOSEVELT/ MACFARLAND | 4301 13th St NW, Washington, DC 20011 | CUMMINS | G6LA5929355 | E050785613 | 200.8 | Natural Gas | N/A | 125 | School | Outdoor |  |  |  | 0
B1020 | 1 | 4 | DCFD Engine 24 | 5101 Georgia Ave NW | Generac | 2594490100 |  |  | Natural Gas | N/A | 50 | DCFEMS |  |  |  |  | 0
B1021 | 4 | 4 | LAFAYETTE | 5701 Broad Branch Rd NW, Washington, DC 20015 | CUMMINS | DGFA5656170 | 6030585574 | 15.2 | DIESEL | 280 | 150 | School | Indoor |  |  |  | 0
B1022 | 1 | 4 | DCFD Engine 22 | 5760 Georgia Ave NW | Generac | 2594530100 |  |  | Diesel | N/A |  | DCFEMS |  |  |  |  | 0
B1023 | 4 | 4 | WHITTIER | 6201 5th St NW,Washington,DC 20011 | Generac | D1Z73273-0 | 812320 | 596.7 | Diesel | 250 | 10 | School | Outdoor |  |  |  | 0
B1024 | 4 | 4 | COOLIDGE HS | 6315 5TH St NW, Washington, DC 20011 | Caterpillar | SR-4 | FD403924 | 519 | DIESEL | 275 | 175 | School | Outdoor |  |  |  | 0
B1025 | 1 | 4 | Metropolitan Medical Center | 6323 Georgia Avenue, NW DC 20011 | Onan | 750DVB-15R/28050 | N/A | N/A | Diesel | 20 |  | Municipal |  |  |  |  | 0
B1026 | 4 | 4 | TAKOMA | 7010 Piney Branch Rd 20012 | Generac ATS-Generator Room | 13401920300 | 2112361 | 35.5 | Natural Gas | N/A | 150 | School | Indoor |  |  |  | 0
B1027 | 4 | 4 | SHEPHERD | 7800 14th St 20012 | Generac | 91A01367-5 | 995471 | 130.6 | DIESEL | 100 | 20 | School | Outdoor |  |  |  | 0
B1028 | 4 | 4 | TRUESDELL | 800 Ingraham St 20011 | KOHLER | 20R0ZJ81 | 286915 | 76.3 | DIESEL | 275 | 25 | School | Outdoor |  |  |  | 0
B1029 | 1 | 4 | Patrol Services Div. | 801 Shepard Street NW, Washington, DC 20011 | Kohler | 20RGOZJB | 729731 | 2788 | DIESEL | N/A | 26 | MPD site | Outdoor |  |  |  | 0
B1030 | 4 | 4 | RAYMOND/ FILMORE ARTS CENTER WEST | 915 Spring Rd NW, Washington, DC 20010 | ONAN | 30DL6L33617E | H890261297 | 212 | DIESEL | N/A | 30 | School | outdoor |  |  |  | 0
B1031 |  | MD | New Beginnings Generator 2 | 8400 River Rd, Laurel MD 20724 | MTU |  |  |  | DIESEL | N/A | 40 | DOC | indoor |  |  |  | 0
B1032 |  | MD | New Beginnings Generator 1 | 8400 River Rd, Laurel MD 20724 | MTU | N/A | N/A | N/A | DIESEL | N/A | 500 | DOC | Outdoor |  |  |  | 0
OPTION YEBR ONE (1) GRBND TOTBLS | [13 empty] | 0 | 0 | 0 | 0
OPTION YEAR TWO (2) ROUTINE SERVICE RATE SCHEDULE | OPTION YEAR TWO (2) SERVICE RATE SCHEDULE
ROUTINE- SERVICE FIXED FULLY LOADED FLAT RATE
CLIN | PRIORITY | WARD | FACILITY | ADDRESS | GENERATOR TYPE/ATS LOCATION | MODEL # | SERIAL # | GENERATOR AGE/HRS | FUEL TYPE | FUEL TANK SIZE | KW | FACILITY TYPE | LOCATION | QUARTERLY | SEMI ANNUAL | ANNUAL | TOTALS
B2001 | 4 | 3 | OYSTER/ADAMS | 2801 Calvert St. NW, Washington, DC 20008 | Katolght | D105FRJ4 | 64477564366 | 145.5 | DIESEL | 50 | 105 | School | Indoor |  |  |  | 0
B2002 | 4 | 3 | EATON E.S | 3301 Lowell St. NW , Washington, DC 20008 | COLEMAN | PM4045E30A | 3498 | 42.9 hours | Natural Gas | N/A | 45 | School | Outdoor |  |  |  | 0
B2003 | 1 | 3 | 2nd District Police HQ | 3320 Idaho Ave, NW, Washington, DC 20016 | Onan | 1750DY6-15R | 107372563612880A | 639.8 hours | DIESEL | 200 | 175 | MPD Site | indoor |  |  |  | 0
B2004 | 4 | 3 | DEAL | 3815 Fort Drive NW, Washington, DC 20016 | Cummins | DSHAA6948978 | B080159399 | 151 hours | DIESEL | 400 | 150 | School | Outdoor |  |  |  | 0
B2005 | 4 | 3 | WILSON #1 | 3950 Chesapeake St NW,Washington,DC 20016 | CUMMINS | DQHAB-6073514 | K10172393 | 103.4 | Diesel | 500 | 300 | School | Outdoor |  |  |  | 0
B2006 | 4 | 3 | Wilson #2 | 3950 Chesapeake St NW,Washington,DC 20016 | CUMMINS | DFEH6073516 | K10172394 | 107.9 | Diesel | 500 | 150 | School | Outdoor |  |  |  | 0
B2007 | 4 | 3 | Janney E.S | 4130 Albemarle St. NW Washington DC. 20016 | CUMMINS |  |  |  | Natural Gas | N/A | 150 | School | Rooftop |  |  |  | 0
B2008 | 1 | 3 | DCFD Engine 20 | 4300 Wisconsin Ave NW | Generac | 2708540100 |  |  | Natural Gas | N/A |  | DCFEMS |  |  |  |  | 0
B2009 | 4 | 3 | Wilson Aquatic Center | 4551 Fort Drive NW,Washington,DC 20016 | CUMMINS | DSGAC-7254949 | J080213124SPECB | 250.8 | Diesel | 308 | 150 | DPR | Outdoor |  |  |  | 0
B2020 | 1 | 3 | DCFD Engine 31 | 4930 Connecticut Ave NW | Generac | 2590770100 |  |  | Diesel | N/A | 15 | DCFEMS |  |  |  |  | 0
B2011 | 2 | 3 | Chevy Chase Comm. Cent. | 5601 Connecticut Avenue, NW | Kohler | 80ROZJ | 640333 | 2.6 hours | DIESEL | 300 | 80 | DPR | Outdoor |  |  |  | 0
B2012 | 2 | 4 | New La Casa | 1131 Spring Rd N.W. | N/A | N/A | N/A | N/A |  |  | N/A |  | N/A |  |  |  | 0
B2013 | 4 | 4 | Dorothy Height ES | 1300 Allison St NW, Washington, DC 20011 | Onan | 550EN-15R/23947 | 1810589005 | 5643 hours |  |  |  | School |  |  |  |  | 0
B2014 | 4 | 4 | BRIGHTWOOD | 1300 Nicholson St NW, Washington, DC 20011 | Kohler | 100RZG | 2014646 | 443 hours | Natural Gas | N/A | 100 | School | Outdoor |  |  |  | 0
B2015 | 4 | 4 | WEST EDUCATION CENTER | 1338 Farragut St NW, Washington, DC 20011 | Cummins | GGME5550968 | B020333848 | 533.3 | Natural Gas | N/A | 60 | School | Indoor |  |  |  | 0
B2016 | 2 | 4 | Sargent Road Shelter (House) | 1429 Sargent Rd NE | N/A | N/A | N/A | N/A |  |  | N/A |  | N/A |  |  |  | 0
B2017 | 1 | 4 | 4th District Police HQ | 4001 Georgia Avenue, NW, Washington, DC 20011 | Spectrum | 10065 | 654200 | 775 hours | Natural Gas | 50 | 100 | MPD Site | rooftrop |  |  |  | 0
B2018 | 4 | 4 | BARNARD | 430 Decatur St., NW , Washington, DC 20011 | Kohler ATS-Gen room. | 80RZG8 | 727610 | 423.9 hours | Natural Gas | N/A | 50 | School | Indoor |  |  |  | 0
B2019 | 4 | 4 | ROOSEVELT/ MACFARLAND | 4301 13th St NW, Washington, DC 20011 | CUMMINS | G6LA5929355 | E050785613 | 200.8 | Natural Gas | N/A | 125 | School | Outdoor |  |  |  | 0
B2020 | 1 | 4 | DCFD Engine 24 | 5101 Georgia Ave NW | Generac | 2594490100 |  |  | Natural Gas | N/A | 50 | DCFEMS |  |  |  |  | 0
B2021 | 4 | 4 | LAFAYETTE | 5701 Broad Branch Rd NW, Washington, DC 20015 | CUMMINS | DGFA5656170 | 6030585574 | 15.2 | DIESEL | 280 | 150 | School | Indoor |  |  |  | 0
B2022 | 1 | 4 | DCFD Engine 22 | 5760 Georgia Ave NW | Generac | 2594530100 |  |  | Diesel | N/A |  | DCFEMS |  |  |  |  | 0
B2023 | 4 | 4 | WHITTIER | 6201 5th St NW,Washington,DC 20011 | Generac | D1Z73273-0 | 812320 | 596.7 | Diesel | 250 | 10 | School | Outdoor |  |  |  | 0
B2024 | 4 | 4 | COOLIDGE HS | 6315 5TH St NW, Washington, DC 20011 | Caterpillar | SR-4 | FD403924 | 519 | DIESEL | 275 | 175 | School | Outdoor |  |  |  | 0
B2025 | 1 | 4 | Metropolitan Medical Center | 6323 Georgia Avenue, NW DC 20011 | Onan | 750DVB-15R/28050 | N/A | N/A | Diesel | 20 |  | Municipal |  |  |  |  | 0
B2026 | 4 | 4 | TAKOMA | 7010 Piney Branch Rd 20012 | Generac ATS-Generator Room | 13401920300 | 2112361 | 35.5 | Natural Gas | N/A | 150 | School | Indoor |  |  |  | 0
B2027 | 4 | 4 | SHEPHERD | 7800 14th St 20012 | Generac | 91A01367-5 | 995471 | 130.6 | DIESEL | 100 | 20 | School | Outdoor |  |  |  | 0
B2028 | 4 | 4 | TRUESDELL | 800 Ingraham St 20011 | KOHLER | 20R0ZJ81 | 286915 | 76.3 | DIESEL | 275 | 25 | School | Outdoor |  |  |  | 0
B2029 | 1 | 4 | Patrol Services Div. | 801 Shepard Street NW, Washington, DC 20011 | Kohler | 20RGOZJB | 729731 | 2788 | DIESEL | N/A | 26 | MPD site | Outdoor |  |  |  | 0
B2030 | 4 | 4 | RAYMOND/ FILMORE ARTS CENTER WEST | 915 Spring Rd NW, Washington, DC 20010 | ONAN | 30DL6L33617E | H890261297 | 212 | DIESEL | N/A | 30 | School | outdoor |  |  |  | 0
B2031 |  | MD | New Beginnings Generator 2 | 8400 River Rd, Laurel MD 20724 | MTU |  |  |  | DIESEL | N/A | 40 | DOC | indoor |  |  |  | 0
B2032 |  | MD | New Beginnings Generator 1 | 8400 River Rd, Laurel MD 20724 | MTU | N/A | N/A | N/A | DIESEL | N/A | 500 | DOC | Outdoor |  |  |  | 0
OPTION YEBR TWO (2) GRBND TOTBLS | [13 empty] | 0 | 0 | 0 | 0
OPTION YEAR THREE (3) ROUTINE SERVICE RATE SCHEDULE
ROUTINE- SERVICE FIXED FULLY LOADED FLAT RATE
CLIN | PRIORITY | WARD | FACILITY | ADDRESS | GENERATOR TYPE/ATS LOCATION | MODEL # | SERIAL # | GENERATOR AGE/HRS | FUEL TYPE | FUEL TANK SIZE | KW | FACILITY TYPE | LOCATION | QUARTERLY | SEMI ANNUAL | ANNUAL | TOTALS
B3001 | 4 | 3 | OYSTER/ADAMS | 2801 Calvert St. NW, Washington, DC 20008 | Katolght | D105FRJ4 | 64477564366 | 145.5 | DIESEL | 50 | 105 | School | Indoor |  |  |  | 0
B3002 | 4 | 3 | EATON E.S | 3301 Lowell St. NW , Washington, DC 20008 | COLEMAN | PM4045E30A | 3498 | 42.9 hours | Natural Gas | N/A | 45 | School | Outdoor |  |  |  | 0
B3003 | 1 | 3 | 2nd District Police HQ | 3320 Idaho Ave, NW, Washington, DC 20016 | Onan | 1750DY6-15R | 107372563612880A | 639.8 hours | DIESEL | 200 | 175 | MPD Site | indoor |  |  |  | 0
B3004 | 4 | 3 | DEAL | 3815 Fort Drive NW, Washington, DC 20016 | Cummins | DSHAA6948978 | B080159399 | 151 hours | DIESEL | 400 | 150 | School | Outdoor |  |  |  | 0
B3005 | 4 | 3 | WILSON #1 | 3950 Chesapeake St NW,Washington,DC 20016 | CUMMINS | DQHAB-6073514 | K10172393 | 103.4 | Diesel | 500 | 300 | School | Outdoor |  |  |  | 0
B3006 | 4 | 3 | Wilson #2 | 3950 Chesapeake St NW,Washington,DC 20016 | CUMMINS | DFEH6073516 | K10172394 | 107.9 | Diesel | 500 | 150 | School | Outdoor |  |  |  | 0
B3007 | 4 | 3 | Janney E.S | 4130 Albemarle St. NW Washington DC. 20016 | CUMMINS |  |  |  | Natural Gas | N/A | 150 | School | Rooftop |  |  |  | 0
B3008 | 1 | 3 | DCFD Engine 20 | 4300 Wisconsin Ave NW | Generac | 2708540100 |  |  | Natural Gas | N/A |  | DCFEMS |  |  |  |  | 0
B3009 | 4 | 3 | Wilson Aquatic Center | 4551 Fort Drive NW,Washington,DC 20016 | CUMMINS | DSGAC-7254949 | J080213124SPECB | 250.8 | Diesel | 308 | 150 | DPR | Outdoor |  |  |  | 0
B3030 | 1 | 3 | DCFD Engine 31 | 4930 Connecticut Ave NW | Generac | 2590770100 |  |  | Diesel | N/A | 15 | DCFEMS |  |  |  |  | 0
B3011 | 2 | 3 | Chevy Chase Comm. Cent. | 5601 Connecticut Avenue, NW | Kohler | 80ROZJ | 640333 | 2.6 hours | DIESEL | 300 | 80 | DPR | Outdoor |  |  |  | 0
B3012 | 2 | 4 | New La Casa | 1131 Spring Rd N.W. | N/A | N/A | N/A | N/A |  |  | N/A |  | N/A |  |  |  | 0
B3013 | 4 | 4 | Dorothy Height ES | 1300 Allison St NW, Washington, DC 20011 | Onan | 550EN-15R/23947 | 1810589005 | 5643 hours |  |  |  | School |  |  |  |  | 0
B3014 | 4 | 4 | BRIGHTWOOD | 1300 Nicholson St NW, Washington, DC 20011 | Kohler | 100RZG | 2014646 | 443 hours | Natural Gas | N/A | 100 | School | Outdoor |  |  |  | 0
B3015 | 4 | 4 | WEST EDUCATION CENTER | 1338 Farragut St NW, Washington, DC 20011 | Cummins | GGME5550968 | B020333848 | 533.3 | Natural Gas | N/A | 60 | School | Indoor |  |  |  | 0
B3016 | 2 | 4 | Sargent Road Shelter (House) | 1429 Sargent Rd NE | N/A | N/A | N/A | N/A |  |  | N/A |  | N/A |  |  |  | 0
B3017 | 1 | 4 | 4th District Police HQ | 4001 Georgia Avenue, NW, Washington, DC 20011 | Spectrum | 10065 | 654200 | 775 hours | Natural Gas | 50 | 100 | MPD Site | rooftrop |  |  |  | 0
B3018 | 4 | 4 | BARNARD | 430 Decatur St., NW , Washington, DC 20011 | Kohler ATS-Gen room. | 80RZG8 | 727610 | 423.9 hours | Natural Gas | N/A | 50 | School | Indoor |  |  |  | 0
B3019 | 4 | 4 | ROOSEVELT/ MACFARLAND | 4301 13th St NW, Washington, DC 20011 | CUMMINS | G6LA5929355 | E050785613 | 200.8 | Natural Gas | N/A | 125 | School | Outdoor |  |  |  | 0
B3020 | 1 | 4 | DCFD Engine 24 | 5101 Georgia Ave NW | Generac | 2594490100 |  |  | Natural Gas | N/A | 50 | DCFEMS |  |  |  |  | 0
B3021 | 4 | 4 | LAFAYETTE | 5701 Broad Branch Rd NW, Washington, DC 20015 | CUMMINS | DGFA5656170 | 6030585574 | 15.2 | DIESEL | 280 | 150 | School | Indoor |  |  |  | 0
B3022 | 1 | 4 | DCFD Engine 22 | 5760 Georgia Ave NW | Generac | 2594530100 |  |  | Diesel | N/A |  | DCFEMS |  |  |  |  | 0
B3023 | 4 | 4 | WHITTIER | 6201 5th St NW,Washington,DC 20011 | Generac | D1Z73273-0 | 812320 | 596.7 | Diesel | 250 | 10 | School | Outdoor |  |  |  | 0
B3024 | 4 | 4 | COOLIDGE HS | 6315 5TH St NW, Washington, DC 20011 | Caterpillar | SR-4 | FD403924 | 519 | DIESEL | 275 | 175 | School | Outdoor |  |  |  | 0
B3025 | 1 | 4 | Metropolitan Medical Center | 6323 Georgia Avenue, NW DC 20011 | Onan | 750DVB-15R/28050 | N/A | N/A | Diesel | 20 |  | Municipal |  |  |  |  | 0
B3026 | 4 | 4 | TAKOMA | 7010 Piney Branch Rd 20012 | Generac ATS-Generator Room | 13401920300 | 2112361 | 35.5 | Natural Gas | N/A | 150 | School | Indoor |  |  |  | 0
B3027 | 4 | 4 | SHEPHERD | 7800 14th St 20012 | Generac | 91A01367-5 | 995471 | 130.6 | DIESEL | 100 | 20 | School | Outdoor |  |  |  | 0
B3028 | 4 | 4 | TRUESDELL | 800 Ingraham St 20011 | KOHLER | 20R0ZJ81 | 286915 | 76.3 | DIESEL | 275 | 25 | School | Outdoor |  |  |  | 0
B3029 | 1 | 4 | Patrol Services Div. | 801 Shepard Street NW, Washington, DC 20011 | Kohler | 20RGOZJB | 729731 | 2788 | DIESEL | N/A | 26 | MPD site | Outdoor |  |  |  | 0
B3030 | 4 | 4 | RAYMOND/ FILMORE ARTS CENTER WEST | 915 Spring Rd NW, Washington, DC 20010 | ONAN | 30DL6L33617E | H890261297 | 212 | DIESEL | N/A | 30 | School | outdoor |  |  |  | 0
B3031 |  | MD | New Beginnings Generator 2 | 8400 River Rd, Laurel MD 20724 | MTU |  |  |  | DIESEL | N/A | 40 | DOC | indoor |  |  |  | 0
B3032 |  | MD | New Beginnings Generator 1 | 8400 River Rd, Laurel MD 20724 | MTU | N/A | N/A | N/A | DIESEL | N/A | 500 | DOC | Outdoor |  |  |  | 0
OPTION YEBR THREE (3) GRBND TOTBLS | [13 empty] | 0 | 0 | 0 | 0
OPTION YEAR FOUR (4) ROUTINE SERVICE RATE SCHEDULE
ROUTINE- SERVICE FIXED FULLY LOADED FLAT RATE
CLIN | PRIORITY | WARD | FACILITY | ADDRESS | GENERATOR TYPE/ATS LOCATION | MODEL # | SERIAL # | GENERATOR AGE/HRS | FUEL TYPE | FUEL TANK SIZE | KW | FACILITY TYPE | LOCATION | QUARTERLY | SEMI ANNUAL | ANNUAL | TOTALS
B4001 | 4 | 3 | OYSTER/ADAMS | 2801 Calvert St. NW, Washington, DC 20008 | Katolght | D105FRJ4 | 64477564366 | 145.5 | DIESEL | 50 | 105 | School | Indoor |  |  |  | 0
B4002 | 4 | 3 | EATON E.S | 3301 Lowell St. NW , Washington, DC 20008 | COLEMAN | PM4045E30A | 3498 | 42.9 hours | Natural Gas | N/A | 45 | School | Outdoor |  |  |  | 0
B4003 | 1 | 3 | 2nd District Police HQ | 3320 Idaho Ave, NW, Washington, DC 20016 | Onan | 1750DY6-15R | 107372563612880A | 639.8 hours | DIESEL | 200 | 175 | MPD Site | indoor |  |  |  | 0
B4004 | 4 | 3 | DEAL | 3815 Fort Drive NW, Washington, DC 20016 | Cummins | DSHAA6948978 | B080159399 | 151 hours | DIESEL | 400 | 150 | School | Outdoor |  |  |  | 0
B4005 | 4 | 3 | WILSON #1 | 3950 Chesapeake St NW,Washington,DC 20016 | CUMMINS | DQHAB-6073514 | K10172393 | 103.4 | Diesel | 500 | 300 | School | Outdoor |  |  |  | 0
B4006 | 4 | 3 | Wilson #2 | 3950 Chesapeake St NW,Washington,DC 20016 | CUMMINS | DFEH6073516 | K10172394 | 107.9 | Diesel | 500 | 150 | School | Outdoor |  |  |  | 0
B4007 | 4 | 3 | Janney E.S | 4130 Albemarle St. NW Washington DC. 20016 | CUMMINS |  |  |  | Natural Gas | N/A | 150 | School | Rooftop |  |  |  | 0
B4008 | 1 | 3 | DCFD Engine 20 | 4300 Wisconsin Ave NW | Generac | 2708540100 |  |  | Natural Gas | N/A |  | DCFEMS |  |  |  |  | 0
B4009 | 4 | 3 | Wilson Aquatic Center | 4551 Fort Drive NW,Washington,DC 20016 | CUMMINS | DSGAC-7254949 | J080213124SPECB | 250.8 | Diesel | 308 | 150 | DPR | Outdoor |  |  |  | 0
B4040 | 1 | 3 | DCFD Engine 31 | 4930 Connecticut Ave NW | Generac | 2590770100 |  |  | Diesel | N/A | 15 | DCFEMS |  |  |  |  | 0
B4011 | 2 | 3 | Chevy Chase Comm. Cent. | 5601 Connecticut Avenue, NW | Kohler | 80ROZJ | 640333 | 2.6 hours | DIESEL | 300 | 80 | DPR | Outdoor |  |  |  | 0
B4012 | 2 | 4 | New La Casa | 1131 Spring Rd N.W. | N/A | N/A | N/A | N/A |  |  | N/A |  | N/A |  |  |  | 0
B4013 | 4 | 4 | Dorothy Height ES | 1300 Allison St NW, Washington, DC 20011 | Onan | 550EN-15R/23947 | 1810589005 | 5643 hours |  |  |  | School |  |  |  |  | 0
B4014 | 4 | 4 | BRIGHTWOOD | 1300 Nicholson St NW, Washington, DC 20011 | Kohler | 100RZG | 2014646 | 443 hours | Natural Gas | N/A | 100 | School | Outdoor |  |  |  | 0
B4015 | 4 | 4 | WEST EDUCATION CENTER | 1338 Farragut St NW, Washington, DC 20011 | Cummins | GGME5550968 | B020333848 | 533.3 | Natural Gas | N/A | 60 | School | Indoor |  |  |  | 0
B4016 | 2 | 4 | Sargent Road Shelter (House) | 1429 Sargent Rd NE | N/A | N/A | N/A | N/A |  |  | N/A |  | N/A |  |  |  | 0
B4017 | 1 | 4 | 4th District Police HQ | 4001 Georgia Avenue, NW, Washington, DC 20011 | Spectrum | 10065 | 654200 | 775 hours | Natural Gas | 50 | 100 | MPD Site | rooftrop |  |  |  | 0
B4018 | 4 | 4 | BARNARD | 430 Decatur St., NW , Washington, DC 20011 | Kohler ATS-Gen room. | 80RZG8 | 727610 | 423.9 hours | Natural Gas | N/A | 50 | School | Indoor |  |  |  | 0
B4019 | 4 | 4 | ROOSEVELT/ MACFARLAND | 4301 13th St NW, Washington, DC 20011 | CUMMINS | G6LA5929355 | E050785613 | 200.8 | Natural Gas | N/A | 125 | School | Outdoor |  |  |  | 0
B4020 | 1 | 4 | DCFD Engine 24 | 5101 Georgia Ave NW | Generac | 2594490100 |  |  | Natural Gas | N/A | 50 | DCFEMS |  |  |  |  | 0
B4021 | 4 | 4 | LAFAYETTE | 5701 Broad Branch Rd NW, Washington, DC 20015 | CUMMINS | DGFA5656170 | 6030585574 | 15.2 | DIESEL | 280 | 150 | School | Indoor |  |  |  | 0
B4022 | 1 | 4 | DCFD Engine 22 | 5760 Georgia Ave NW | Generac | 2594530100 |  |  | Diesel | N/A |  | DCFEMS |  |  |  |  | 0
B4023 | 4 | 4 | WHITTIER | 6201 5th St NW,Washington,DC 20011 | Generac | D1Z73273-0 | 812320 | 596.7 | Diesel | 250 | 10 | School | Outdoor |  |  |  | 0
B4024 | 4 | 4 | COOLIDGE HS | 6315 5TH St NW, Washington, DC 20011 | Caterpillar | SR-4 | FD403924 | 519 | DIESEL | 275 | 175 | School | Outdoor |  |  |  | 0
B4025 | 1 | 4 | Metropolitan Medical Center | 6323 Georgia Avenue, NW DC 20011 | Onan | 750DVB-15R/28050 | N/A | N/A | Diesel | 20 |  | Municipal |  |  |  |  | 0
B4026 | 4 | 4 | TAKOMA | 7010 Piney Branch Rd 20012 | Generac ATS-Generator Room | 13401920300 | 2112361 | 35.5 | Natural Gas | N/A | 150 | School | Indoor |  |  |  | 0
B4027 | 4 | 4 | SHEPHERD | 7800 14th St 20012 | Generac | 91A01367-5 | 995471 | 130.6 | DIESEL | 100 | 20 | School | Outdoor |  |  |  | 0
B4028 | 4 | 4 | TRUESDELL | 800 Ingraham St 20011 | KOHLER | 20R0ZJ81 | 286915 | 76.3 | DIESEL | 275 | 25 | School | Outdoor |  |  |  | 0
B4029 | 1 | 4 | Patrol Services Div. | 801 Shepard Street NW, Washington, DC 20011 | Kohler | 20RGOZJB | 729731 | 2788 | DIESEL | N/A | 26 | MPD site | Outdoor |  |  |  | 0
B4030 | 4 | 4 | RAYMOND/ FILMORE ARTS CENTER WEST | 915 Spring Rd NW, Washington, DC 20010 | ONAN | 30DL6L33617E | H890261297 | 212 | DIESEL | N/A | 30 | School | outdoor |  |  |  | 0
B4031 |  | MD | New Beginnings Generator 2 | 8400 River Rd, Laurel MD 20724 | MTU |  |  |  | DIESEL | N/A | 40 | DOC | indoor |  |  |  | 0
B4032 |  | MD | New Beginnings Generator 1 | 8400 River Rd, Laurel MD 20724 | MTU | N/A | N/A | N/A | DIESEL | N/A | 500 | DOC | Outdoor |  |  |  | 0
OPTION YEBR FOUR (4) GRBND TOTBLS | [13 empty] | 0 | 0 | 0 | 0

## Aggregate Group C (Wards 5 & 6)
DCAM-17-NC-0022
Preventative Maintenance, Repairs, Rentals, Relocation and Installation Services for Generators
BID FORM ATTACHMENT A
AGGREGATE AWARD GROUP C ¦ WARDS 5 & 6
0
GROUP C TOTAL PRICE (Base Yr + OY1, OY2, OY3 & OY4)
BASE YEAR ROUTINE SERVICES RATE SCHEDULE
ROUTINE- SERVICE FIXED FULLY LOADED FLAT RATE
CLIN | PRIORITY | WARD | FACILITY | ADDRESS | GENERATOR TYPE/ATS LOCATION | MODEL # | SERIAL # | GENERATOR AGE/HRS | FUEL TYPE | FUEL TANK SIZE | KW | FACILITY TYPE | LOCATION | QUARTERLY | SEMI ANNUAL | ANNUAL | TOTALS
C001 | 1 | 5 | Youth Center/facility | 1000 Mt. Olivet Road NE,Washington,DC 20002 | Katolight |  |  |  | Diesel | 2000 | 1000 | DOC | Outdoor |  |  |  | 0
C002 | 4 | 5 | Luke C. Moore H.S. | 1001 Monroe St NE, Washington, DC 20017 | Generac | 4856200100 | 2085872 | 241.8 | DIESEL | 500 | 180 | School | Outdoor |  |  |  | 0
C003 | 4 | 5 | DUNBAR | 101 N St. NW, Washington, DC 20001 | Kohler |  |  |  | Natural Gas | N/A | 350 | School | CMC |  |  |  | 0
C004 | 4 | 5 | VANNESS | 1150 5th St SE,Washington,DC 20003 | KOHLER | NA JOHN DEER | 338228 | 528 | Diesel | 250 | 100 | School |  |  |  |  | 0
C005 | 2 | 5 | Animal Shelter | 1201 NY Ave., NE | Cummins | 35 DSFAA |  |  |  | N/A |  | Municipal |  |  |  |  | 0
C006 | 1 | 5 | DCFD Engine 17 | 1227 Monroe Street NE | Generac | 7734440100 |  |  | Diesel | N/A | 100 | DCFEMS |  |  |  |  | 0
C007 | 4 | 5 | WHEATLY EC | 1299 Neal St NE,Washington,DC 20002 | Generac | 10395880100 | 2100786 | 110 | Natural Gas | N/A | 150 | School | rooftop |  |  |  | 0
C008 | 1 | 5 | DCFD Engine 26 | 1340 Rhode Island Ave NE | Generac | 2590670100 |  |  | Diesel | N/A | 15 | DCFEMS |  |  |  |  | 0
C009 | 1 | 5 | DCFD Engine 10 | 1342 Florida Ave NE | Cummins | OGLB-5010105 |  |  | Natural Gas | N/A | 100 | DCFEMS |  |  |  |  | 0
C010 | 2 | 5 | New York Ave Shelter | 1355 New York Avenue NE, Washington, DC 20002 | Kohler | 80RE0ZJB | 2056221 | 434.3 | DIESEL | 250 | 80 | Shelter | Outdoor |  |  |  | 0
C011 | 4 | 5 | Kipp Prep/Hamilton | 1401 Brentwood Parkway NE, Washington, DC 20002 | ONAN | 30EK-4XR8/5795A | 47C958897 | 492 | Natural Gas | N/A | 30 | School | BASEMENT |  |  |  | 0
C012 | 4 | 5 | MCKINLEY Broadcast Cnt.#2 | 151 T St NE, Washington, DC 20002 | Generac | 30161450100 | 2071438 | 7748.1 | DIESEL | 78/7 | 150 | School | Outdoor |  |  |  | 0
C013 | 4 | 5 | MCKINLEY Generator #1 | 151 T St NE, Washington, DC 20002 | Generac | 4165470100 | 2077618 | 81 | DIESEL | 7718/6 | 200 | School | Indoor |  |  |  | 0
C014 | 1 | 5 | Youth Division Rhode Island | 1700 Rhode Island Ave, NE | N/A | N/A | N/A | N/A | Natural Gas | N/A | N/A | DOC | N/A |  |  |  | 0
C015 | 1 | 5 | JUVENILE Youth Division | 1700 Rhode Island NE,Washington,DC 20018 | Tradewinds | TP60 | 5341/8211 | 164.6 | Diesel | 75 | 60 | DPR | Outdoor |  |  |  | 0
C016 | 2 | 5 | Emery Shelter | 1725 Lincoln Road N.E. | N/A | N/A | N/A | N/A |  |  | N/A |  | N/A |  |  |  | 0
C017 | 1 | 5 | 5th District Police HQ | 1805 Bladensburg Road, NE, Washington, DC 20002 | Whisperwatt | DLA-22055VU | 8000028 | 176 hours | DIESEL | 100/100 | 175 | MPD Site | Outdoor |  |  |  | 0
C018 | 4 | 5 | BURROUGHS | 1820 Monroe St. NE, Washington, DC 20018 | ELLIOTT MAGNETA | 50RN | B011J541 | 152.4 hours | Natural Gas | N/A | 50 | School | indoor |  |  |  | 0
C019 | 1 | 5 | Fleet Division / Repair Shop | 1833 West Virginia Ave., NE | MTU |  |  |  | Diesel/ 400 gal | N/A | 890 | DDOT |  |  |  |  | 0
C020 | 1 | 5 | Fleet Division / Fuel Station | 1835 West Virginia Ave, NE | Olympian |  |  |  | Natural Gas | N/A | 70 | Municipal |  |  |  |  | 0
C021 | 2 | 5 | Corcoran Shelter | 1861 Corcoran St., NE | unable to determine |  |  |  | runs on natural gas | N/A |  | Shelter |  |  |  |  | 0
C022 | 1 | 5 | OCT | 1899 9th Street NE | Generac | 16463040400 |  |  | Diesel | N/A |  | DCFEMS |  |  |  |  | 0
C023 | 1 | 5 | MPD Fleet Services | 2175 West Virginia Ave NE, Washington, DC 20002 | Kohler | 250RZDB | 2110632 | 259.4 hours | Natural Gas | N/A | 250 | MPD site | Indoor |  |  |  | 0
C024 | 2 | 5 | Adams Place | 2210 Adams Place NE, Washington,DC 20018 | Generac | 15120610200 | 8002231 | 5643 hours | DIESEL | N/A | 100 | Shelter |  |  |  |  | 0
C025 | 1 | 5 | DCFD Engine 12 | 2225 5th Street NE | Generac | 2594100300 |  |  | Diesel | N/A | 30 | DCFEMS |  |  |  |  | 0
C026 | 4 | 5 | SPINGARN | 2500 Benning Rd NE | KATOLIGHT |  |  |  |  | 250 | 110 | School |  |  |  |  | 0
C027 | 4 | 5 | NOYES | 2725 10th St. NE,Washington,DC 20018 | Generac | 3157580100 | 2075076 | N/A | DIESEL | N/A | 50 | School |  |  |  |  | 0
C029 | 3 | 5 | New York Avenue | 2800 – 2850 New York Avenue, NE , WDC | N/A | N/A | N/A | N/A | 6000 gal, Steel w/FRP | N/A |  | Municipal |  |  |  |  | 0
C030 | 1 | 5 | Supreme Court | 3035 V St.NE | N/A | N/A | N/A | N/A | Natural Gas | N/A | N/A | DOC | N/A |  |  |  | 0
C031 | 4 | 5 | Thurgood Marshall EC | 3100 Fort Lincoln Dr. NE | CUMMINS |  |  |  | Natural Gas | N/A | 60 | School | TBD |  |  |  | 0
C032 | 4 | 5 | PENN CENTER | 318 R St NE, Washington, DC 20002 | Onan | 150RJC4R/13984AA | 374776292 | 359.4 | Natural Gas | 50 | 15 | School | Indoor |  |  |  | 0
C033 |  | 5 | MPD | 3521 V St. NE | N/A | N/A | N/A | N/A | Natural Gas | N/A | N/A | MPD site | N/A |  |  |  | 0
C034 |  | 5 | Command center | 3535 V St. NE | N/A | N/A | N/A | N/A | Diesel | N/A | N/A | MPD site | N/A |  |  |  | 0
C035 | 1 | 5 | DCFD Engine 14 | 4801 N Capitol Street NE | Generac | 2594540100 |  |  | Diesel | N/A | 15 | DCFEMS |  |  |  |  | 0
C036 | 2 | 5 | 4925 Sargent Road N.E. | 4925 Sargent Road N.E. | N/A | N/A | N/A | N/A | N/A | N/A | N/A | N/A | N/A |  |  |  | 0
C037 | 1 | 5 | DCFD Engine 2 | 500 F Street NW | Generac | 2590410100 |  |  | Diesel | N/A | 15 | DCFEMS |  |  |  |  | 0
C038 | 2 | 5 | Blair Shelter | 633 6th St. N.E. | N/A | N/A | N/A | N/A |  |  | N/A |  | N/A |  |  |  | 0
C039 | 4 | 5 | PHELPS | 704 26th St NE, Washington, DC 20002 | KATOLIGHT | 5NL60FPG4 | 159524-0208 | 213 | Natural Gas | N/A | 60 | School | Indoor |  |  |  | 0
C040 | 4 | 5 | BROWNE Education Campus | 850 26th St NE | KOHLER | 100R02J81 | 323976 | 795.9 hours | DIESEL | 100 | 100 | School | Outdoor |  |  |  | 0
C041 | 1 | 6 | 1st District Police HQ | 101 M Street, SW, Washington, DC 20024 | Cummins | DQLA-7527-496 | L080224866 | 256.9 hours | DIESEL | 125/2500 | 600 | MPD site | indoor |  |  |  | 0
C042 | 3 | 6 | Waterfront East | 1100 4th Street SW | Cummins | DFEK-7593110 |  |  | 500 gal, Above Ground, Double wall Steel Tank, UL # P59072 | 500 g above Ground Double wall Steel Tank, UL # P59072 | 500 | Municipal |  |  |  |  | 0
C043 | 3 | 6 | Waterfront East | 1100 4th Street SW | Generac | SD0400-K36135D18GPYY | 11087870100 |  | 500 gallon, Above Ground, Double wall Steel Tank, UL # P59072 | N/A | 400 | Municipal |  |  |  |  | 0
C044 | 3 | 6 | Waterfront West | 1101 4th Street SW | Cummins | DFEK-7593110 |  |  | 500 gallon, Above Ground, Double wall Steel Tank, UL # P59072 | N/A | 500 | Municipal |  |  |  |  | 0
C045 | 3 | 6 | Waterfront West | 1101 4th Street SW | Generac | SD0400-K36135D18GPYY | 11087870100 |  | 500 gallon, Above Ground, Double wall Steel Tank, UL # P59072 | N/A | 500 | Municipal |  |  |  |  | 0
C046 | 4 | 6 | WALKER-JONES | 1125 New Jersey Ave NW,Washington,DC 20001 | Kohler | 275RE0ZJD | 2238748 | 276 | Diesel | 250 | 275 | School | Outdoor |  |  |  | 0
C047 | 4 | 6 | MAURY ES | 1250 Constitution Ave NE, Washington, DC 20002 | Generac | 197050/00 | 2106181 | 102.4 | Natural Gas | 140 | 35 | School | Outdoor |  |  |  | 0
C048 | 2 | 6 | Electric Service Div. Generator #1 Chalmers | 1338 G Street SE, Washington, DC 20003 | CAPCO | 28031982 | 358-001 | 240.3 | DIESEL | 250 | 100 | DDOT | Indoor |  |  |  | 0
C049 | 2 | 6 | Electric Service Div. Generator #2 | 1339 G Street SE, Washington, DC 20003 | CAPCO | 28031982 | 358-002 | 208.9 | DIESEL | 250 | 100 | DDOT | Indoor |  |  |  | 0
C050 | 1 | 6 | DCFD Engine 8 | 1520 C Street SE | Generac | 2590760100 |  |  | Diesel | N/A | 15 | DCFEMS |  |  |  |  | 0
C051 | 2 | 6 | Kramer Shelter | 1626 Kramer St., NE | unable to determine | N/A | N/A | N/A | runs on natural gas | N/A |  | Shelter |  |  |  |  | 0
C052 | 4 | 6 | EASTERN | 1700 East Capitol St. SE, Washington, DC 20003 | MTU | 350RXC6DT3 | 316918-1-1-0210 | 62.51 hours | DIESEL | 300 | 350 | School | Indoor |  |  |  | 0
C053 | 4 | 6 | ELIOT HINE MS | 1803 Constitution Ave NE, Washington, DC 20002 | GENERAC | D30/3262-0 | 812317 | 345.1 hours | DIESEL | 75 | 37.5 | School | Outdoor |  |  |  | 0
C054 | 2 | 6 | DC General Building # 7 | 1900 Mass. Ave., SE | Detroit Diesel |  |  |  | Diesel | 500 | 25 | Municipal |  |  |  |  | 0
C055 | 2 | 6 | DC General Building #17 - RSC Karrick Hall | 1900 Mass. Ave., SE | Kohler |  |  |  | Diesel | 750 | 750 | Municipal |  |  |  |  | 0
C056 | 1 | 6 | DC General Core Bldg. 2nd,3rd,4th,5th | 1900 Massachusetts Avenue, SE, Washington, DC 20003 | Caterpillar | LC6 | G6B16458 | 42.2 | Diesel | 1100 | 300 | Shelter | Outdoor |  |  |  | 0
C057 | 1 | 6 | DC General Building #14 | 1900 Massachusetts Avenue, SE, Washington, DC 20003 | Cummins | DFAC-5588720 | A030459169 | 330 hours | DIESEL | 420 | 250 | Municipal | Outdoor |  |  |  | 0
C058 | 2 | 6 | DC General Building # 15 | 1900 Massachusetts Avenue, SE, Washington, DC 20003 | Generac |  |  |  | Diesel | 60 | 50 or 25 please confirm | shelter | Outdoor |  |  |  | 0
C059 | 1 | 6 | DC General Building #12 | 1900 Massachusetts Avenue, SE, Washington, DC 20003 | Kohler | 50R0Z271 | 204839 | 752.1 hours | DIESEL | 250 | 50 | Municipal | Outdoor |  |  |  | 0
C060 | 1 | 6 | DC General Building #9 | 1900 Massachusetts Avenue, SE, Washington, DC 20003 | Kohler | 300RE0ZJ | 3023838 | 834 | Diesel | 1074 | 300 | Municipal | Outdoor |  |  |  | 0
C061 | 1 | 6 | DC General Building - Steam Plant | 1900 Massachusetts Avenue, SE, Washington, DC 20003 | Lake Shore Electric Corp |  | 8070101-1 | 320 hours | Diesel | 2000 | 500 | Municipal | Indoor |  |  |  | 0
C062 | 1 | 6 | DC General Building #27 | 1900 Massachusetts Avenue, SE, Washington, DC 20003 | Onan | DGFB4479837 | E000098287 | 524 hours | Diesel | 500 | 175 | Municipal | Outdoor |  |  |  | 0
C063 | 1 | 6 | DC General Building #29 - ACC BLDG | 1900 Massachusetts Avenue, SE, Washington, DC 20003 | Onan | 750-DFJA39-133G | L900-362-805 | 263.7 hours | DIESEL | 4000 | 750 | Municipal | Indoor |  |  |  | 0
C064 | 1 | 6 | Central Detention Facility | 1901 D St., SE | Caterpillar |  |  |  | Diesel | 6000 | 540 | DOC |  |  |  |  | 0
C065 | 1 | 6 | Central Detention Facility | 1901 D St., SE | Caterpillar |  |  |  | Diesel | N/A | 540 | DOC |  |  |  |  | 0
C066 | 1 | 6 | Central Detention Facility | 1901 D St., SE | Caterpillar |  |  |  | Diesel | N/A | 1100 | DOC |  |  |  |  | 0
C067 | 1 | 6 | Central Detention Facility | 1901 D St., SE | Caterpillar |  |  |  | Diesel/ | N/A | 540 | DOC |  |  |  |  | 0
C068 | 1 | 6 | DC Armory | 2001 East Capitol Street, SE, Washington, DC 20003 | Generac | 88A028110-5 | 887080 | 551.5 hours | DIESEL |  |  | Municipal | Indoor |  |  |  | 0
C069 | 4 | 6 | Logan Education Center | 215 G Street NE,Washington,DC 20002 | KOHLER | 2050zj81 | 280452 | 25.3 | Diesel | 100 | 25 | School | Indoor |  |  |  | 0
C070 | 1 | 6 | Share Computer/ Common Center | 222 Massachusetts Avenue, NW | N/A | N/A | N/A | N/A | Natural Gas | N/A | N/A | Municipal | N/A |  |  |  | 0
C071 | 2 | 6 | RFK Stadium 2400 East Capitol St., SE | 2400 East Capitol St., SE | Caterpillar - Olympian |  |  |  | Diesel/ 100 gal | 350 | 400 | Municipal |  |  |  |  | 0
C072 | 1 | 6 | Daly Municipal Building GENERATOR #2 | 300 Indiana Avenue NW, Washington, DC 20001 | Generator #2 Kohler | 150R0ZJ | 707965 | 147.1 hours | DIESEL | 300 | 150 | Municipal | Indoor |  |  |  | 0
C073 | 1 | 6 | Daly Municipal Building GENERATOR #3 | 300 Indiana Avenue NW, Washington, DC 20001 | Generator #3 All Power | AP-450DC | 37108726 | 626.72 hours | DIESEL | 175/500 | 450 | Municipal | Indoor |  |  |  | 0
C074 | 1 | 6 | Daly Municipal Building GENERATOR #4 | 300 Indiana Avenue NW, Washington, DC 20001 | Generator #4 Caterpillar | 8L6243 | 63793/191 | 111.7 hours | DIESEL | 50 | 50 | Municipal | Indoor |  |  |  | 0
C075 | 1 | 6 | Daly Municipal Building GENERATOR #5 | 300 Indiana Avenue NW, Washington, DC 20001 | Generator #5 Katolight | 3005099 | 66366 | N/A | DIESEL | N/A | 300 | Municipal | Indoor |  |  |  | 0
C076 | 1 | 6 | Daly Municipal Building GENERATOR #1 | 300 Indiana Avenue NW, Washington,DC 20001 | Generator #1 Kohler | 600R0ZD4 | 635576 | 321 hours | DIESEL | 300 | 605 | Municipal | Indoor |  |  |  | 0
C077 | 4 | 6 | STUART-HOBSON | 401 E ST NE, Washington, DC 20002 | Cummins | G6HH1212003 | I120387113 | 21.2 | Natural Gas | N/A | 100 | School | Outdoor |  |  |  | 0
C078 | 4 | 6 | AMIDON-Bowen | 401 I St. SW, Washington, DC 20024 | Onan | not available/ | 97370425 | 56 hours | DIESEL | 75 | 30 | School | Outdoor |  |  |  | 0
C079 | 1 | 6 | Old Juvenile Court | 410 E Street, NW, Washington, DC 20001 | Kohler | 550REOZV | 2340870 | 16.4 hours | DIESEL |  | 525 | DOC | Indoor/basement |  |  |  | 0
C080 | 1 | 6 | Old Juvenile Court | 411 E Street, NW, Washington, DC 20001 | Kohler | 300REOZJ | 2339214 | 18.4 hours | DIESEL |  | 300 | DOC | Indoor/basement |  |  |  | 0
C081 | 1 | 6 | DCFD Engine 18 | 414 8th Street SE | Generac | 2090740100 |  |  | Diesel | N/A | 15 | DCFEMS |  |  |  |  | 0
C082 | 2 | 6 | Federal City Shelter | 425 2nd St. NW, Washington, DC 20001 | Katolight | D150FPJ4T2 | 132295-1206 | 258 Hours | DIESEL | 500 | 150 | Shelter | Roof |  |  |  | 0
C083 | 1 | 6 | DCFD Engine 3 | 439 New Jersey Ave NW | Generac | 2588780100 |  |  | Diesel | N/A | 15 | DCFEMS |  |  |  |  | 0
C084 | 3 | 6 | OJS | 441 4th Street | Detroit Diesel | PE6068H6143 | 200PJS6DTZ |  |  | N/A |  | Municipal |  |  |  |  | 0
C085 | 3 | 6 | OJS | 441 4th Street | Marathon | 362NSL160 |  |  |  | 100 |  | Municipal |  |  |  |  | 0
C086 | 3 | 6 | OJS | 441 4th Street | Marathon Electric |  |  |  | Diesel | 500 | 500 | Municipal |  |  |  |  | 0
C087 | 3 | 6 | OJS | 441 4th Street | N/A | N/A | N/A | N/A |  | N/A | N/A | Municipal | N/A |  |  |  | 0
C088 | 1 | 6 | DCFD Engine 13 | 450 6th Street SW | Generac | 2588800100 |  |  | Diesel | N/A |  | DCFEMS |  |  |  |  | 0
C089 | 1 | 6 | Harbor Branch | 550 Water Street NW, Washington, DC 20024 | Onan | 125DGCAL327 | I880163414 | 846.5 | DIESEL | 100/250 | 125 | MPD site | Outdoor |  |  |  | 0
C090 | 4 | 6 | MINER | 601 15th St NE, Washington, DC 20002 | Generac | 2865080100 | 2070672 | 20.3 | DIESEL | 200 | 80 | School | Outdoor |  |  |  | 0
C091 | 2 | 6 | House of Ruth Shelter | 651 10th St. N.E. | N/A | N/A | N/A | N/A |  |  | N/A |  | N/A |  |  |  | 0
C092 |  | 6 | Vital Records | 899 North Capitol Street NE | N/A | N/A | N/A | N/A | 300 gallon Diesel | N/A | N/A | Municipal | N/A |  |  |  | 0
BASE YEAR GRAND TOTALS | [13 empty] | 0 | 0 | 0 | 0
OPTION YEAR ONE (1) ROUTINE SERVICES RATE SCHEDULE
ROUTINE- SERVICE FIXED FULLY LOADED FLAT RATE
CLIN | PRIORITY | WARD | FACILITY | ADDRESS | GENERATOR TYPE/ATS LOCATION | MODEL # | SERIAL # | GENERATOR AGE/HRS | FUEL TYPE | FUEL TANK SIZE | KW | FACILITY TYPE | LOCATION | QUARTERLY | SEMI ANNUAL | ANNUAL | TOTALS
C1001 | 1 | 5 | Youth Center/facility | 1000 Mt. Olivet Road NE,Washington,DC 20002 | Katolight |  |  |  | Diesel | 2000 | 1000 | DOC | Outdoor |  |  |  | 0
C1002 | 4 | 5 | Luke C. Moore H.S. | 1001 Monroe St NE, Washington, DC 20017 | Generac | 4856200100 | 2085872 | 241.8 | DIESEL | 500 | 180 | School | Outdoor |  |  |  | 0
C1003 | 4 | 5 | DUNBAR | 101 N St. NW, Washington, DC 20001 | Kohler |  |  |  | Natural Gas | N/A | 350 | School | CMC |  |  |  | 0
C1004 | 4 | 5 | VANNESS | 1150 5th St SE,Washington,DC 20003 | KOHLER | NA JOHN DEER | 338228 | 528 | Diesel | 250 | 100 | School |  |  |  |  | 0
C1005 | 2 | 5 | Animal Shelter | 1201 NY Ave., NE | Cummins | 35 DSFAA |  |  |  | N/A |  | Municipal |  |  |  |  | 0
C1006 | 1 | 5 | DCFD Engine 17 | 1227 Monroe Street NE | Generac | 7734440100 |  |  | Diesel | N/A | 100 | DCFEMS |  |  |  |  | 0
C1007 | 4 | 5 | WHEATLY EC | 1299 Neal St NE,Washington,DC 20002 | Generac | 10395880100 | 2100786 | 110 | Natural Gas | N/A | 150 | School | rooftop |  |  |  | 0
C1008 | 1 | 5 | DCFD Engine 26 | 1340 Rhode Island Ave NE | Generac | 2590670100 |  |  | Diesel | N/A | 15 | DCFEMS |  |  |  |  | 0
C1009 | 1 | 5 | DCFD Engine 10 | 1342 Florida Ave NE | Cummins | OGLB-5010105 |  |  | Natural Gas | N/A | 100 | DCFEMS |  |  |  |  | 0
C10C10 | 2 | 5 | New York Ave Shelter | 1355 New York Avenue NE, Washington, DC 20002 | Kohler | 80RE0ZJB | 2056221 | 434.3 | DIESEL | 250 | 80 | Shelter | Outdoor |  |  |  | 0
C1011 | 4 | 5 | Kipp Prep/Hamilton | 1401 Brentwood Parkway NE, Washington, DC 20002 | ONAN | 30EK-4XR8/5795A | 47C958897 | 492 | Natural Gas | N/A | 30 | School | BASEMENT |  |  |  | 0
C1012 | 4 | 5 | MCKINLEY Broadcast Cnt.#2 | 151 T St NE, Washington, DC 20002 | Generac | 30161450100 | 2071438 | 7748.1 | DIESEL | 78/7 | 150 | School | Outdoor |  |  |  | 0
C1013 | 4 | 5 | MCKINLEY Generator #1 | 151 T St NE, Washington, DC 20002 | Generac | 4165470100 | 2077618 | 81 | DIESEL | 7718/6 | 200 | School | Indoor |  |  |  | 0
C1014 | 1 | 5 | Youth Division Rhode Island | 1700 Rhode Island Ave, NE | N/A | N/A | N/A | N/A | Natural Gas | N/A | N/A | DOC | N/A |  |  |  | 0
C1015 | 1 | 5 | JUVENILE Youth Division | 1700 Rhode Island NE,Washington,DC 20018 | Tradewinds | TP60 | 5341/8211 | 164.6 | Diesel | 75 | 60 | DPR | Outdoor |  |  |  | 0
C1016 | 2 | 5 | Emery Shelter | 1725 Lincoln Road N.E. | N/A | N/A | N/A | N/A |  |  | N/A |  | N/A |  |  |  | 0
C1017 | 1 | 5 | 5th District Police HQ | 1805 Bladensburg Road, NE, Washington, DC 20002 | Whisperwatt | DLA-22055VU | 8000028 | 176 hours | DIESEL | 100/100 | 175 | MPD Site | Outdoor |  |  |  | 0
C1018 | 4 | 5 | BURROUGHS | 1820 Monroe St. NE, Washington, DC 20018 | ELLIOTT MAGNETA | 50RN | B011J541 | 152.4 hours | Natural Gas | N/A | 50 | School | indoor |  |  |  | 0
C1019 | 1 | 5 | Fleet Division / Repair Shop | 1833 West Virginia Ave., NE | MTU |  |  |  | Diesel/ 400 gal | N/A | 890 | DDOT |  |  |  |  | 0
C1020 | 1 | 5 | Fleet Division / Fuel Station | 1835 West Virginia Ave, NE | Olympian |  |  |  | Natural Gas | N/A | 70 | Municipal |  |  |  |  | 0
C1021 | 2 | 5 | Corcoran Shelter | 1861 Corcoran St., NE | unable to determine |  |  |  | runs on natural gas | N/A |  | Shelter |  |  |  |  | 0
C1022 | 1 | 5 | OCT | 1899 9th Street NE | Generac | 16463040400 |  |  | Diesel | N/A |  | DCFEMS |  |  |  |  | 0
C1023 | 1 | 5 | MPD Fleet Services | 2175 West Virginia Ave NE, Washington, DC 20002 | Kohler | 250RZDB | 2110632 | 259.4 hours | Natural Gas | N/A | 250 | MPD site | Indoor |  |  |  | 0
C1024 | 2 | 5 | Adams Place | 2210 Adams Place NE, Washington,DC 20018 | Generac | 15120610200 | 8002231 | 5643 hours | DIESEL | N/A | 100 | Shelter |  |  |  |  | 0
C1025 | 1 | 5 | DCFD Engine 12 | 2225 5th Street NE | Generac | 2594100300 |  |  | Diesel | N/A | 30 | DCFEMS |  |  |  |  | 0
C1026 | 4 | 5 | SPINGARN | 2500 Benning Rd NE | KATOLIGHT |  |  |  |  | 250 | 110 | School |  |  |  |  | 0
C1027 | 4 | 5 | NOYES | 2725 10th St. NE,Washington,DC 20018 | Generac | 3157580100 | 2075076 | N/A | DIESEL | N/A | 50 | School |  |  |  |  | 0
C1028 | 3 | 5 | New York Avenue | 2800 – 2850 New York Avenue, NE , WDC | N/A | N/A | N/A | N/A | 6000 gal, Steel w/FRP | N/A |  | Municipal |  |  |  |  | 0
C1029 | 1 | 5 | Supreme Court | 3035 V St.NE | N/A | N/A | N/A | N/A | Natural Gas | N/A | N/A | DOC | N/A |  |  |  | 0
C1030 | 4 | 5 | Thurgood Marshall EC | 3100 Fort Lincoln Dr. NE | CUMMINS |  |  |  | Natural Gas | N/A | 60 | School | TBD |  |  |  | 0
C1031 | 4 | 5 | PENN CENTER | 318 R St NE, Washington, DC 20002 | Onan | 150RJC4R/13984AA | 374776292 | 359.4 | Natural Gas | 50 | 15 | School | Indoor |  |  |  | 0
C1032 |  | 5 | MPD | 3521 V St. NE | N/A | N/A | N/A | N/A | Natural Gas | N/A | N/A | MPD site | N/A |  |  |  | 0
C1033 |  | 5 | Command center | 3535 V St. NE | N/A | N/A | N/A | N/A | Diesel | N/A | N/A | MPD site | N/A |  |  |  | 0
C1034 | 1 | 5 | DCFD Engine 14 | 4801 N Capitol Street NE | Generac | 2594540100 |  |  | Diesel | N/A | 15 | DCFEMS |  |  |  |  | 0
C1035 | 2 | 5 | 4925 Sargent Road N.E. | 4925 Sargent Road N.E. | N/A | N/A | N/A | N/A | N/A | N/A | N/A | N/A | N/A |  |  |  | 0
C1036 | 1 | 5 | DCFD Engine 2 | 500 F Street NW | Generac | 2590410100 |  |  | Diesel | N/A | 15 | DCFEMS |  |  |  |  | 0
C1037 | 2 | 5 | Blair Shelter | 633 6th St. N.E. | N/A | N/A | N/A | N/A |  |  | N/A |  | N/A |  |  |  | 0
C1038 | 4 | 5 | PHELPS | 704 26th St NE, Washington, DC 20002 | KATOLIGHT | 5NL60FPG4 | 159524-0208 | 213 | Natural Gas | N/A | 60 | School | Indoor |  |  |  | 0
C1039 | 4 | 5 | BROWNE Education Campus | 850 26th St NE | KOHLER | 100R02J81 | 323976 | 795.9 hours | DIESEL | 100 | 100 | School | Outdoor |  |  |  | 0
C1040 | 1 | 6 | 1st District Police HQ | 101 M Street, SW, Washington, DC 20024 | Cummins | DQLA-7527-496 | L080224866 | 256.9 hours | DIESEL | 125/2500 | 600 | MPD site | indoor |  |  |  | 0
C1041 | 3 | 6 | Waterfront East | 1100 4th Street SW | Cummins | DFEK-7593110 |  |  | 500 gal, Above Ground, Double wall Steel Tank, UL # P59072 | 500 g above Ground Double wall Steel Tank, UL # P59072 | 500 | Municipal |  |  |  |  | 0
C1042 | 3 | 6 | Waterfront East | 1100 4th Street SW | Generac | SD0400-K36135D18GPYY | 11087870100 |  | 500 gallon, Above Ground, Double wall Steel Tank, UL # P59072 | N/A | 400 | Municipal |  |  |  |  | 0
C1043 | 3 | 6 | Waterfront West | 1101 4th Street SW | Cummins | DFEK-7593110 |  |  | 500 gallon, Above Ground, Double wall Steel Tank, UL # P59072 | N/A | 500 | Municipal |  |  |  |  | 0
C1044 | 3 | 6 | Waterfront West | 1101 4th Street SW | Generac | SD0400-K36135D18GPYY | 11087870100 |  | 500 gallon, Above Ground, Double wall Steel Tank, UL # P59072 | N/A | 500 | Municipal |  |  |  |  | 0
C1045 | 4 | 6 | WALKER-JONES | 1125 New Jersey Ave NW,Washington,DC 20001 | Kohler | 275RE0ZJD | 2238748 | 276 | Diesel | 250 | 275 | School | Outdoor |  |  |  | 0
C1046 | 4 | 6 | MAURY ES | 1250 Constitution Ave NE, Washington, DC 20002 | Generac | 197050/00 | 2106181 | 102.4 | Natural Gas | 140 | 35 | School | Outdoor |  |  |  | 0
C1047 | 2 | 6 | Electric Service Div. Generator #1 Chalmers | 1338 G Street SE, Washington, DC 20003 | CAPCO | 28031982 | 358-001 | 240.3 | DIESEL | 250 | 100 | DDOT | Indoor |  |  |  | 0
C1048 | 2 | 6 | Electric Service Div. Generator #2 | 1339 G Street SE, Washington, DC 20003 | CAPCO | 28031982 | 358-002 | 208.9 | DIESEL | 250 | 100 | DDOT | Indoor |  |  |  | 0
C1049 | 1 | 6 | DCFD Engine 8 | 1520 C Street SE | Generac | 2590760100 |  |  | Diesel | N/A | 15 | DCFEMS |  |  |  |  | 0
C1050 | 2 | 6 | Kramer Shelter | 1626 Kramer St., NE | unable to determine | N/A | N/A | N/A | runs on natural gas | N/A |  | Shelter |  |  |  |  | 0
C1051 | 4 | 6 | EASTERN | 1700 East Capitol St. SE, Washington, DC 20003 | MTU | 350RXC6DT3 | 316918-1-1-0210 | 62.51 hours | DIESEL | 300 | 350 | School | Indoor |  |  |  | 0
C1052 | 4 | 6 | ELIOT HINE MS | 1803 Constitution Ave NE, Washington, DC 20002 | GENERAC | D30/3262-0 | 812317 | 345.1 hours | DIESEL | 75 | 37.5 | School | Outdoor |  |  |  | 0
C1053 | 2 | 6 | DC General Building # 7 | 1900 Mass. Ave., SE | Detroit Diesel |  |  |  | Diesel | 500 | 25 | Municipal |  |  |  |  | 0
C1054 | 2 | 6 | DC General Building #17 - RSC Karrick Hall | 1900 Mass. Ave., SE | Kohler |  |  |  | Diesel | 750 | 750 | Municipal |  |  |  |  | 0
C1055 | 1 | 6 | DC General Core Bldg. 2nd,3rd,4th,5th | 1900 Massachusetts Avenue, SE, Washington, DC 20003 | Caterpillar | LC6 | G6B16458 | 42.2 | Diesel | 1100 | 300 | Shelter | Outdoor |  |  |  | 0
C1056 | 1 | 6 | DC General Building #14 | 1900 Massachusetts Avenue, SE, Washington, DC 20003 | Cummins | DFAC-5588720 | A030459169 | 330 hours | DIESEL | 420 | 250 | Municipal | Outdoor |  |  |  | 0
C1057 | 2 | 6 | DC General Building # 15 | 1900 Massachusetts Avenue, SE, Washington, DC 20003 | Generac |  |  |  | Diesel | 60 | 50 or 25 please confirm | shelter | Outdoor |  |  |  | 0
C1058 | 1 | 6 | DC General Building #12 | 1900 Massachusetts Avenue, SE, Washington, DC 20003 | Kohler | 50R0Z271 | 204839 | 752.1 hours | DIESEL | 250 | 50 | Municipal | Outdoor |  |  |  | 0
C1059 | 1 | 6 | DC General Building #9 | 1900 Massachusetts Avenue, SE, Washington, DC 20003 | Kohler | 300RE0ZJ | 3023838 | 834 | Diesel | 1074 | 300 | Municipal | Outdoor |  |  |  | 0
C1060 | 1 | 6 | DC General Building - Steam Plant | 1900 Massachusetts Avenue, SE, Washington, DC 20003 | Lake Shore Electric Corp |  | 8070101-1 | 320 hours | Diesel | 2000 | 500 | Municipal | Indoor |  |  |  | 0
C1061 | 1 | 6 | DC General Building #27 | 1900 Massachusetts Avenue, SE, Washington, DC 20003 | Onan | DGFB4479837 | E000098287 | 524 hours | Diesel | 500 | 175 | Municipal | Outdoor |  |  |  | 0
C1062 | 1 | 6 | DC General Building #29 - ACC BLDG | 1900 Massachusetts Avenue, SE, Washington, DC 20003 | Onan | 750-DFJA39-133G | L900-362-805 | 263.7 hours | DIESEL | 4000 | 750 | Municipal | Indoor |  |  |  | 0
C1063 | 1 | 6 | Central Detention Facility | 1901 D St., SE | Caterpillar |  |  |  | Diesel | 6000 | 540 | DOC |  |  |  |  | 0
C1064 | 1 | 6 | Central Detention Facility | 1901 D St., SE | Caterpillar |  |  |  | Diesel | N/A | 540 | DOC |  |  |  |  | 0
C1065 | 1 | 6 | Central Detention Facility | 1901 D St., SE | Caterpillar |  |  |  | Diesel | N/A | 1100 | DOC |  |  |  |  | 0
C1066 | 1 | 6 | Central Detention Facility | 1901 D St., SE | Caterpillar |  |  |  | Diesel/ | N/A | 540 | DOC |  |  |  |  | 0
C1067 | 1 | 6 | DC Armory | 2001 East Capitol Street, SE, Washington, DC 20003 | Generac | 88A028110-5 | 887080 | 551.5 hours | DIESEL |  |  | Municipal | Indoor |  |  |  | 0
C1068 | 4 | 6 | Logan Education Center | 215 G Street NE,Washington,DC 20002 | KOHLER | 2050zj81 | 280452 | 25.3 | Diesel | 100 | 25 | School | Indoor |  |  |  | 0
C1069 | 1 | 6 | Share Computer/ Common Center | 222 Massachusetts Avenue, NW | N/A | N/A | N/A | N/A | Natural Gas | N/A | N/A | Municipal | N/A |  |  |  | 0
C1070 | 2 | 6 | RFK Stadium 2400 East Capitol St., SE | 2400 East Capitol St., SE | Caterpillar - Olympian |  |  |  | Diesel/ 100 gal | 350 | 400 | Municipal |  |  |  |  | 0
C1071 | 1 | 6 | Daly Municipal Building GENERATOR #2 | 300 Indiana Avenue NW, Washington, DC 20001 | Generator #2 Kohler | 150R0ZJ | 707965 | 147.1 hours | DIESEL | 300 | 150 | Municipal | Indoor |  |  |  | 0
C1072 | 1 | 6 | Daly Municipal Building GENERATOR #3 | 300 Indiana Avenue NW, Washington, DC 20001 | Generator #3 All Power | AP-450DC | 37108726 | 626.72 hours | DIESEL | 175/500 | 450 | Municipal | Indoor |  |  |  | 0
C1073 | 1 | 6 | Daly Municipal Building GENERATOR #4 | 300 Indiana Avenue NW, Washington, DC 20001 | Generator #4 Caterpillar | 8L6243 | 63793/191 | 111.7 hours | DIESEL | 50 | 50 | Municipal | Indoor |  |  |  | 0
C1074 | 1 | 6 | Daly Municipal Building GENERATOR #5 | 300 Indiana Avenue NW, Washington, DC 20001 | Generator #5 Katolight | 3005099 | 66366 | N/A | DIESEL | N/A | 300 | Municipal | Indoor |  |  |  | 0
C1075 | 1 | 6 | Daly Municipal Building GENERATOR #1 | 300 Indiana Avenue NW, Washington,DC 20001 | Generator #1 Kohler | 600R0ZD4 | 635576 | 321 hours | DIESEL | 300 | 605 | Municipal | Indoor |  |  |  | 0
C1076 | 4 | 6 | STUART-HOBSON | 401 E ST NE, Washington, DC 20002 | Cummins | G6HH1212003 | I120387113 | 21.2 | Natural Gas | N/A | 100 | School | Outdoor |  |  |  | 0
C1077 | 4 | 6 | AMIDON-Bowen | 401 I St. SW, Washington, DC 20024 | Onan | not available/ | 97370425 | 56 hours | DIESEL | 75 | 30 | School | Outdoor |  |  |  | 0
C1078 | 1 | 6 | Old Juvenile Court | 410 E Street, NW, Washington, DC 20001 | Kohler | 550REOZV | 2340870 | 16.4 hours | DIESEL |  | 525 | DOC | Indoor/basement |  |  |  | 0
C1079 | 1 | 6 | Old Juvenile Court | 411 E Street, NW, Washington, DC 20001 | Kohler | 300REOZJ | 2339214 | 18.4 hours | DIESEL |  | 300 | DOC | Indoor/basement |  |  |  | 0
C1080 | 1 | 6 | DCFD Engine 18 | 414 8th Street SE | Generac | 2090740100 |  |  | Diesel | N/A | 15 | DCFEMS |  |  |  |  | 0
C1081 | 2 | 6 | Federal City Shelter | 425 2nd St. NW, Washington, DC 20001 | Katolight | D150FPJ4T2 | 132295-1206 | 258 Hours | DIESEL | 500 | 150 | Shelter | Roof |  |  |  | 0
C1082 | 1 | 6 | DCFD Engine 3 | 439 New Jersey Ave NW | Generac | 2588780100 |  |  | Diesel | N/A | 15 | DCFEMS |  |  |  |  | 0
C1083 | 3 | 6 | OJS | 441 4th Street | Detroit Diesel | PE6068H6143 | 200PJS6DTZ |  |  | N/A |  | Municipal |  |  |  |  | 0
C1084 | 3 | 6 | OJS | 441 4th Street | Marathon | 362NSL160 |  |  |  | 100 |  | Municipal |  |  |  |  | 0
C1085 | 3 | 6 | OJS | 441 4th Street | Marathon Electric |  |  |  | Diesel | 500 | 500 | Municipal |  |  |  |  | 0
C1086 | 3 | 6 | OJS | 441 4th Street | N/A | N/A | N/A | N/A |  | N/A | N/A | Municipal | N/A |  |  |  | 0
C1087 | 1 | 6 | DCFD Engine 13 | 450 6th Street SW | Generac | 2588800100 |  |  | Diesel | N/A |  | DCFEMS |  |  |  |  | 0
C1088 | 1 | 6 | Harbor Branch | 550 Water Street NW, Washington, DC 20024 | Onan | 125DGCAL327 | I880163414 | 846.5 | DIESEL | 100/250 | 125 | MPD site | Outdoor |  |  |  | 0
C1089 | 4 | 6 | MINER | 601 15th St NE, Washington, DC 20002 | Generac | 2865080100 | 2070672 | 20.3 | DIESEL | 200 | 80 | School | Outdoor |  |  |  | 0
C1090 | 2 | 6 | House of Ruth Shelter | 651 10th St. N.E. | N/A | N/A | N/A | N/A |  |  | N/A |  | N/A |  |  |  | 0
C1091 |  | 6 | Vital Records | 899 North Capitol Street NE | N/A | N/A | N/A | N/A | 300 gallon Diesel | N/A | N/A | Municipal | N/A |  |  |  | 0
OPTION YEAR ONE (1) GRAND TOTALS | [13 empty] | 0 | 0 | 0 | 0
OPTION YEAR TWO (2) ROUTINE SERVICES RATE SCHEDULE | OPTION YEAR TWO (2) SERVICE RATE SCHEDULE
ROUTINE- SERVICE FIXED FULLY LOADED FLAT RATE
CLIN | PRIORITY | WARD | FACILITY | ADDRESS | GENERATOR TYPE/ATS LOCATION | MODEL # | SERIAL # | GENERATOR AGE/HRS | FUEL TYPE | FUEL TANK SIZE | KW | FACILITY TYPE | LOCATION | QUARTERLY | SEMI ANNUAL | ANNUAL | TOTALS
C2001 | 1 | 5 | Youth Center/facility | 1000 Mt. Olivet Road NE,Washington,DC 20002 | Katolight |  |  |  | Diesel | 2000 | 1000 | DOC | Outdoor |  |  |  | 0
C2002 | 4 | 5 | Luke C. Moore H.S. | 1001 Monroe St NE, Washington, DC 20017 | Generac | 4856200100 | 2085872 | 241.8 | DIESEL | 500 | 180 | School | Outdoor |  |  |  | 0
C2003 | 4 | 5 | DUNBAR | 101 N St. NW, Washington, DC 20001 | Kohler |  |  |  | Natural Gas | N/A | 350 | School | CMC |  |  |  | 0
C2004 | 4 | 5 | VANNESS | 1150 5th St SE,Washington,DC 20003 | KOHLER | NA JOHN DEER | 338228 | 528 | Diesel | 250 | 100 | School |  |  |  |  | 0
C2005 | 2 | 5 | Animal Shelter | 1201 NY Ave., NE | Cummins | 35 DSFAA |  |  |  | N/A |  | Municipal |  |  |  |  | 0
C2006 | 1 | 5 | DCFD Engine 17 | 1227 Monroe Street NE | Generac | 7734440100 |  |  | Diesel | N/A | 100 | DCFEMS |  |  |  |  | 0
C2007 | 4 | 5 | WHEATLY EC | 1299 Neal St NE,Washington,DC 20002 | Generac | 10395880100 | 2100786 | 110 | Natural Gas | N/A | 150 | School | rooftop |  |  |  | 0
C2008 | 1 | 5 | DCFD Engine 26 | 1340 Rhode Island Ave NE | Generac | 2590670100 |  |  | Diesel | N/A | 15 | DCFEMS |  |  |  |  | 0
C2009 | 1 | 5 | DCFD Engine 10 | 1342 Florida Ave NE | Cummins | OGLB-5010105 |  |  | Natural Gas | N/A | 100 | DCFEMS |  |  |  |  | 0
C20C20 | 2 | 5 | New York Ave Shelter | 1355 New York Avenue NE, Washington, DC 20002 | Kohler | 80RE0ZJB | 2056221 | 434.3 | DIESEL | 250 | 80 | Shelter | Outdoor |  |  |  | 0
C2011 | 4 | 5 | Kipp Prep/Hamilton | 1401 Brentwood Parkway NE, Washington, DC 20002 | ONAN | 30EK-4XR8/5795A | 47C958897 | 492 | Natural Gas | N/A | 30 | School | BASEMENT |  |  |  | 0
C2012 | 4 | 5 | MCKINLEY Broadcast Cnt.#2 | 151 T St NE, Washington, DC 20002 | Generac | 30161450100 | 2071438 | 7748.1 | DIESEL | 78/7 | 150 | School | Outdoor |  |  |  | 0
C2013 | 4 | 5 | MCKINLEY Generator #1 | 151 T St NE, Washington, DC 20002 | Generac | 4165470100 | 2077618 | 81 | DIESEL | 7718/6 | 200 | School | Indoor |  |  |  | 0
C2014 | 1 | 5 | Youth Division Rhode Island | 1700 Rhode Island Ave, NE | N/A | N/A | N/A | N/A | Natural Gas | N/A | N/A | DOC | N/A |  |  |  | 0
C2015 | 1 | 5 | JUVENILE Youth Division | 1700 Rhode Island NE,Washington,DC 20018 | Tradewinds | TP60 | 5341/8211 | 164.6 | Diesel | 75 | 60 | DPR | Outdoor |  |  |  | 0
C2016 | 2 | 5 | Emery Shelter | 1725 Lincoln Road N.E. | N/A | N/A | N/A | N/A |  |  | N/A |  | N/A |  |  |  | 0
C2017 | 1 | 5 | 5th District Police HQ | 1805 Bladensburg Road, NE, Washington, DC 20002 | Whisperwatt | DLA-22055VU | 8000028 | 176 hours | DIESEL | 100/100 | 175 | MPD Site | Outdoor |  |  |  | 0
C2018 | 4 | 5 | BURROUGHS | 1820 Monroe St. NE, Washington, DC 20018 | ELLIOTT MAGNETA | 50RN | B011J541 | 152.4 hours | Natural Gas | N/A | 50 | School | indoor |  |  |  | 0
C2019 | 1 | 5 | Fleet Division / Repair Shop | 1833 West Virginia Ave., NE | MTU |  |  |  | Diesel/ 400 gal | N/A | 890 | DDOT |  |  |  |  | 0
C2020 | 1 | 5 | Fleet Division / Fuel Station | 1835 West Virginia Ave, NE | Olympian |  |  |  | Natural Gas | N/A | 70 | Municipal |  |  |  |  | 0
C2021 | 2 | 5 | Corcoran Shelter | 1861 Corcoran St., NE | unable to determine |  |  |  | runs on natural gas | N/A |  | Shelter |  |  |  |  | 0
C2022 | 1 | 5 | OCT | 1899 9th Street NE | Generac | 16463040400 |  |  | Diesel | N/A |  | DCFEMS |  |  |  |  | 0
C2023 | 1 | 5 | MPD Fleet Services | 2175 West Virginia Ave NE, Washington, DC 20002 | Kohler | 250RZDB | 2110632 | 259.4 hours | Natural Gas | N/A | 250 | MPD site | Indoor |  |  |  | 0
C2024 | 2 | 5 | Adams Place | 2210 Adams Place NE, Washington,DC 20018 | Generac | 15120610200 | 8002231 | 5643 hours | DIESEL | N/A | 100 | Shelter |  |  |  |  | 0
C2025 | 1 | 5 | DCFD Engine 12 | 2225 5th Street NE | Generac | 2594100300 |  |  | Diesel | N/A | 30 | DCFEMS |  |  |  |  | 0
C2026 | 4 | 5 | SPINGARN | 2500 Benning Rd NE | KATOLIGHT |  |  |  |  | 250 | 110 | School |  |  |  |  | 0
C2027 | 4 | 5 | NOYES | 2725 10th St. NE,Washington,DC 20018 | Generac | 3157580100 | 2075076 | N/A | DIESEL | N/A | 50 | School |  |  |  |  | 0
C2028 | 3 | 5 | New York Avenue | 2800 – 2850 New York Avenue, NE , WDC | N/A | N/A | N/A | N/A | 6000 gal, Steel w/FRP | N/A |  | Municipal |  |  |  |  | 0
C2029 | 1 | 5 | Supreme Court | 3035 V St.NE | N/A | N/A | N/A | N/A | Natural Gas | N/A | N/A | DOC | N/A |  |  |  | 0
C2030 | 4 | 5 | Thurgood Marshall EC | 3100 Fort Lincoln Dr. NE | CUMMINS |  |  |  | Natural Gas | N/A | 60 | School | TBD |  |  |  | 0
C2031 | 4 | 5 | PENN CENTER | 318 R St NE, Washington, DC 20002 | Onan | 150RJC4R/13984AA | 374776292 | 359.4 | Natural Gas | 50 | 15 | School | Indoor |  |  |  | 0
C2032 |  | 5 | MPD | 3521 V St. NE | N/A | N/A | N/A | N/A | Natural Gas | N/A | N/A | MPD site | N/A |  |  |  | 0
C2033 |  | 5 | Command center | 3535 V St. NE | N/A | N/A | N/A | N/A | Diesel | N/A | N/A | MPD site | N/A |  |  |  | 0
C2034 | 1 | 5 | DCFD Engine 14 | 4801 N Capitol Street NE | Generac | 2594540100 |  |  | Diesel | N/A | 15 | DCFEMS |  |  |  |  | 0
C2035 | 2 | 5 | 4925 Sargent Road N.E. | 4925 Sargent Road N.E. | N/A | N/A | N/A | N/A | N/A | N/A | N/A | N/A | N/A |  |  |  | 0
C2036 | 1 | 5 | DCFD Engine 2 | 500 F Street NW | Generac | 2590410100 |  |  | Diesel | N/A | 15 | DCFEMS |  |  |  |  | 0
C2037 | 2 | 5 | Blair Shelter | 633 6th St. N.E. | N/A | N/A | N/A | N/A |  |  | N/A |  | N/A |  |  |  | 0
C2038 | 4 | 5 | PHELPS | 704 26th St NE, Washington, DC 20002 | KATOLIGHT | 5NL60FPG4 | 159524-0208 | 213 | Natural Gas | N/A | 60 | School | Indoor |  |  |  | 0
C2039 | 4 | 5 | BROWNE Education Campus | 850 26th St NE | KOHLER | 100R02J81 | 323976 | 795.9 hours | DIESEL | 100 | 100 | School | Outdoor |  |  |  | 0
C2040 | 1 | 6 | 1st District Police HQ | 101 M Street, SW, Washington, DC 20024 | Cummins | DQLA-7527-496 | L080224866 | 256.9 hours | DIESEL | 125/2500 | 600 | MPD site | indoor |  |  |  | 0
C2041 | 3 | 6 | Waterfront East | 1100 4th Street SW | Cummins | DFEK-7593110 |  |  | 500 gal, Above Ground, Double wall Steel Tank, UL # P59072 | 500 g above Ground Double wall Steel Tank, UL # P59072 | 500 | Municipal |  |  |  |  | 0
C2042 | 3 | 6 | Waterfront East | 1100 4th Street SW | Generac | SD0400-K36135D18GPYY | 11087870100 |  | 500 gallon, Above Ground, Double wall Steel Tank, UL # P59072 | N/A | 400 | Municipal |  |  |  |  | 0
C2043 | 3 | 6 | Waterfront West | 1101 4th Street SW | Cummins | DFEK-7593110 |  |  | 500 gallon, Above Ground, Double wall Steel Tank, UL # P59072 | N/A | 500 | Municipal |  |  |  |  | 0
C2044 | 3 | 6 | Waterfront West | 1101 4th Street SW | Generac | SD0400-K36135D18GPYY | 11087870100 |  | 500 gallon, Above Ground, Double wall Steel Tank, UL # P59072 | N/A | 500 | Municipal |  |  |  |  | 0
C2045 | 4 | 6 | WALKER-JONES | 1125 New Jersey Ave NW,Washington,DC 20001 | Kohler | 275RE0ZJD | 2238748 | 276 | Diesel | 250 | 275 | School | Outdoor |  |  |  | 0
C2046 | 4 | 6 | MAURY ES | 1250 Constitution Ave NE, Washington, DC 20002 | Generac | 197050/00 | 2106181 | 102.4 | Natural Gas | 140 | 35 | School | Outdoor |  |  |  | 0
C2047 | 2 | 6 | Electric Service Div. Generator #1 Chalmers | 1338 G Street SE, Washington, DC 20003 | CAPCO | 28031982 | 358-001 | 240.3 | DIESEL | 250 | 100 | DDOT | Indoor |  |  |  | 0
C2048 | 2 | 6 | Electric Service Div. Generator #2 | 1339 G Street SE, Washington, DC 20003 | CAPCO | 28031982 | 358-002 | 208.9 | DIESEL | 250 | 100 | DDOT | Indoor |  |  |  | 0
C2049 | 1 | 6 | DCFD Engine 8 | 1520 C Street SE | Generac | 2590760100 |  |  | Diesel | N/A | 15 | DCFEMS |  |  |  |  | 0
C2050 | 2 | 6 | Kramer Shelter | 1626 Kramer St., NE | unable to determine | N/A | N/A | N/A | runs on natural gas | N/A |  | Shelter |  |  |  |  | 0
C2051 | 4 | 6 | EASTERN | 1700 East Capitol St. SE, Washington, DC 20003 | MTU | 350RXC6DT3 | 316918-1-1-0210 | 62.51 hours | DIESEL | 300 | 350 | School | Indoor |  |  |  | 0
C2052 | 4 | 6 | ELIOT HINE MS | 1803 Constitution Ave NE, Washington, DC 20002 | GENERAC | D30/3262-0 | 812317 | 345.1 hours | DIESEL | 75 | 37.5 | School | Outdoor |  |  |  | 0
C2053 | 2 | 6 | DC General Building # 7 | 1900 Mass. Ave., SE | Detroit Diesel |  |  |  | Diesel | 500 | 25 | Municipal |  |  |  |  | 0
C2054 | 2 | 6 | DC General Building #17 - RSC Karrick Hall | 1900 Mass. Ave., SE | Kohler |  |  |  | Diesel | 750 | 750 | Municipal |  |  |  |  | 0
C2055 | 1 | 6 | DC General Core Bldg. 2nd,3rd,4th,5th | 1900 Massachusetts Avenue, SE, Washington, DC 20003 | Caterpillar | LC6 | G6B16458 | 42.2 | Diesel | 1100 | 300 | Shelter | Outdoor |  |  |  | 0
C2056 | 1 | 6 | DC General Building #14 | 1900 Massachusetts Avenue, SE, Washington, DC 20003 | Cummins | DFAC-5588720 | A030459169 | 330 hours | DIESEL | 420 | 250 | Municipal | Outdoor |  |  |  | 0
C2057 | 2 | 6 | DC General Building # 15 | 1900 Massachusetts Avenue, SE, Washington, DC 20003 | Generac |  |  |  | Diesel | 60 | 50 or 25 please confirm | shelter | Outdoor |  |  |  | 0
C2058 | 1 | 6 | DC General Building #12 | 1900 Massachusetts Avenue, SE, Washington, DC 20003 | Kohler | 50R0Z271 | 204839 | 752.1 hours | DIESEL | 250 | 50 | Municipal | Outdoor |  |  |  | 0
C2059 | 1 | 6 | DC General Building #9 | 1900 Massachusetts Avenue, SE, Washington, DC 20003 | Kohler | 300RE0ZJ | 3023838 | 834 | Diesel | 1074 | 300 | Municipal | Outdoor |  |  |  | 0
C2060 | 1 | 6 | DC General Building - Steam Plant | 1900 Massachusetts Avenue, SE, Washington, DC 20003 | Lake Shore Electric Corp |  | 8070101-1 | 320 hours | Diesel | 2000 | 500 | Municipal | Indoor |  |  |  | 0
C2061 | 1 | 6 | DC General Building #27 | 1900 Massachusetts Avenue, SE, Washington, DC 20003 | Onan | DGFB4479837 | E000098287 | 524 hours | Diesel | 500 | 175 | Municipal | Outdoor |  |  |  | 0
C2062 | 1 | 6 | DC General Building #29 - ACC BLDG | 1900 Massachusetts Avenue, SE, Washington, DC 20003 | Onan | 750-DFJA39-133G | L900-362-805 | 263.7 hours | DIESEL | 4000 | 750 | Municipal | Indoor |  |  |  | 0
C2063 | 1 | 6 | Central Detention Facility | 1901 D St., SE | Caterpillar |  |  |  | Diesel | 6000 | 540 | DOC |  |  |  |  | 0
C2064 | 1 | 6 | Central Detention Facility | 1901 D St., SE | Caterpillar |  |  |  | Diesel | N/A | 540 | DOC |  |  |  |  | 0
C2065 | 1 | 6 | Central Detention Facility | 1901 D St., SE | Caterpillar |  |  |  | Diesel | N/A | 1100 | DOC |  |  |  |  | 0
C2066 | 1 | 6 | Central Detention Facility | 1901 D St., SE | Caterpillar |  |  |  | Diesel/ | N/A | 540 | DOC |  |  |  |  | 0
C2067 | 1 | 6 | DC Armory | 2001 East Capitol Street, SE, Washington, DC 20003 | Generac | 88A028110-5 | 887080 | 551.5 hours | DIESEL |  |  | Municipal | Indoor |  |  |  | 0
C2068 | 4 | 6 | Logan Education Center | 215 G Street NE,Washington,DC 20002 | KOHLER | 2050zj81 | 280452 | 25.3 | Diesel | 100 | 25 | School | Indoor |  |  |  | 0
C2069 | 1 | 6 | Share Computer/ Common Center | 222 Massachusetts Avenue, NW | N/A | N/A | N/A | N/A | Natural Gas | N/A | N/A | Municipal | N/A |  |  |  | 0
C2070 | 2 | 6 | RFK Stadium 2400 East Capitol St., SE | 2400 East Capitol St., SE | Caterpillar - Olympian |  |  |  | Diesel/ 100 gal | 350 | 400 | Municipal |  |  |  |  | 0
C2071 | 1 | 6 | Daly Municipal Building GENERATOR #2 | 300 Indiana Avenue NW, Washington, DC 20001 | Generator #2 Kohler | 150R0ZJ | 707965 | 147.1 hours | DIESEL | 300 | 150 | Municipal | Indoor |  |  |  | 0
C2072 | 1 | 6 | Daly Municipal Building GENERATOR #3 | 300 Indiana Avenue NW, Washington, DC 20001 | Generator #3 All Power | AP-450DC | 37108726 | 626.72 hours | DIESEL | 175/500 | 450 | Municipal | Indoor |  |  |  | 0
C2073 | 1 | 6 | Daly Municipal Building GENERATOR #4 | 300 Indiana Avenue NW, Washington, DC 20001 | Generator #4 Caterpillar | 8L6243 | 63793/191 | 111.7 hours | DIESEL | 50 | 50 | Municipal | Indoor |  |  |  | 0
C2074 | 1 | 6 | Daly Municipal Building GENERATOR #5 | 300 Indiana Avenue NW, Washington, DC 20001 | Generator #5 Katolight | 3005099 | 66366 | N/A | DIESEL | N/A | 300 | Municipal | Indoor |  |  |  | 0
C2075 | 1 | 6 | Daly Municipal Building GENERATOR #1 | 300 Indiana Avenue NW, Washington,DC 20001 | Generator #1 Kohler | 600R0ZD4 | 635576 | 321 hours | DIESEL | 300 | 605 | Municipal | Indoor |  |  |  | 0
C2076 | 4 | 6 | STUART-HOBSON | 401 E ST NE, Washington, DC 20002 | Cummins | G6HH1212003 | I120387113 | 21.2 | Natural Gas | N/A | 100 | School | Outdoor |  |  |  | 0
C2077 | 4 | 6 | AMIDON-Bowen | 401 I St. SW, Washington, DC 20024 | Onan | not available/ | 97370425 | 56 hours | DIESEL | 75 | 30 | School | Outdoor |  |  |  | 0
C2078 | 1 | 6 | Old Juvenile Court | 410 E Street, NW, Washington, DC 20001 | Kohler | 550REOZV | 2340870 | 16.4 hours | DIESEL |  | 525 | DOC | Indoor/basement |  |  |  | 0
C2079 | 1 | 6 | Old Juvenile Court | 411 E Street, NW, Washington, DC 20001 | Kohler | 300REOZJ | 2339214 | 18.4 hours | DIESEL |  | 300 | DOC | Indoor/basement |  |  |  | 0
C2080 | 1 | 6 | DCFD Engine 18 | 414 8th Street SE | Generac | 2090740100 |  |  | Diesel | N/A | 15 | DCFEMS |  |  |  |  | 0
C2081 | 2 | 6 | Federal City Shelter | 425 2nd St. NW, Washington, DC 20001 | Katolight | D150FPJ4T2 | 132295-1206 | 258 Hours | DIESEL | 500 | 150 | Shelter | Roof |  |  |  | 0
C2082 | 1 | 6 | DCFD Engine 3 | 439 New Jersey Ave NW | Generac | 2588780100 |  |  | Diesel | N/A | 15 | DCFEMS |  |  |  |  | 0
C2083 | 3 | 6 | OJS | 441 4th Street | Detroit Diesel | PE6068H6143 | 200PJS6DTZ |  |  | N/A |  | Municipal |  |  |  |  | 0
C2084 | 3 | 6 | OJS | 441 4th Street | Marathon | 362NSL160 |  |  |  | 100 |  | Municipal |  |  |  |  | 0
C2085 | 3 | 6 | OJS | 441 4th Street | Marathon Electric |  |  |  | Diesel | 500 | 500 | Municipal |  |  |  |  | 0
C2086 | 3 | 6 | OJS | 441 4th Street | N/A | N/A | N/A | N/A |  | N/A | N/A | Municipal | N/A |  |  |  | 0
C2087 | 1 | 6 | DCFD Engine 13 | 450 6th Street SW | Generac | 2588800100 |  |  | Diesel | N/A |  | DCFEMS |  |  |  |  | 0
C2088 | 1 | 6 | Harbor Branch | 550 Water Street NW, Washington, DC 20024 | Onan | 125DGCAL327 | I880163414 | 846.5 | DIESEL | 100/250 | 125 | MPD site | Outdoor |  |  |  | 0
C2089 | 4 | 6 | MINER | 601 15th St NE, Washington, DC 20002 | Generac | 2865080100 | 2070672 | 20.3 | DIESEL | 200 | 80 | School | Outdoor |  |  |  | 0
C2090 | 2 | 6 | House of Ruth Shelter | 651 10th St. N.E. | N/A | N/A | N/A | N/A |  |  | N/A |  | N/A |  |  |  | 0
C2091 |  | 6 | Vital Records | 899 North Capitol Street NE | N/A | N/A | N/A | N/A | 300 gallon Diesel | N/A | N/A | Municipal | N/A |  |  |  | 0
OPTION YEAR TWO (2) GRAND TOTALS | [13 empty] | 0 | 0 | 0 | 0
OPTION YEAR THREE (3) ROUTINE SERVICES RATE SCHEDULE
ROUTINE- SERVICE FIXED FULLY LOADED FLAT RATE
CLIN | PRIORITY | WARD | FACILITY | ADDRESS | GENERATOR TYPE/ATS LOCATION | MODEL # | SERIAL # | GENERATOR AGE/HRS | FUEL TYPE | FUEL TANK SIZE | KW | FACILITY TYPE | LOCATION | QUARTERLY | SEMI ANNUAL | ANNUAL | TOTALS
C3001 | 1 | 5 | Youth Center/facility | 1000 Mt. Olivet Road NE,Washington,DC 20002 | Katolight |  |  |  | Diesel | 2000 | 1000 | DOC | Outdoor |  |  |  | 0
C3002 | 4 | 5 | Luke C. Moore H.S. | 1001 Monroe St NE, Washington, DC 20017 | Generac | 4856200100 | 2085872 | 241.8 | DIESEL | 500 | 180 | School | Outdoor |  |  |  | 0
C3003 | 4 | 5 | DUNBAR | 101 N St. NW, Washington, DC 20001 | Kohler |  |  |  | Natural Gas | N/A | 350 | School | CMC |  |  |  | 0
C3004 | 4 | 5 | VANNESS | 1150 5th St SE,Washington,DC 20003 | KOHLER | NA JOHN DEER | 338228 | 528 | Diesel | 250 | 100 | School |  |  |  |  | 0
C3005 | 2 | 5 | Animal Shelter | 1201 NY Ave., NE | Cummins | 35 DSFAA |  |  |  | N/A |  | Municipal |  |  |  |  | 0
C3006 | 1 | 5 | DCFD Engine 17 | 1227 Monroe Street NE | Generac | 7734440100 |  |  | Diesel | N/A | 100 | DCFEMS |  |  |  |  | 0
C3007 | 4 | 5 | WHEATLY EC | 1299 Neal St NE,Washington,DC 20002 | Generac | 10395880100 | 2100786 | 110 | Natural Gas | N/A | 150 | School | rooftop |  |  |  | 0
C3008 | 1 | 5 | DCFD Engine 26 | 1340 Rhode Island Ave NE | Generac | 2590670100 |  |  | Diesel | N/A | 15 | DCFEMS |  |  |  |  | 0
C3009 | 1 | 5 | DCFD Engine 10 | 1342 Florida Ave NE | Cummins | OGLB-5010105 |  |  | Natural Gas | N/A | 100 | DCFEMS |  |  |  |  | 0
C3030 | 2 | 5 | New York Ave Shelter | 1355 New York Avenue NE, Washington, DC 20002 | Kohler | 80RE0ZJB | 2056221 | 434.3 | DIESEL | 250 | 80 | Shelter | Outdoor |  |  |  | 0
C3011 | 4 | 5 | Kipp Prep/Hamilton | 1401 Brentwood Parkway NE, Washington, DC 20002 | ONAN | 30EK-4XR8/5795A | 47C958897 | 492 | Natural Gas | N/A | 30 | School | BASEMENT |  |  |  | 0
C3012 | 4 | 5 | MCKINLEY Broadcast Cnt.#2 | 151 T St NE, Washington, DC 20002 | Generac | 30161450100 | 2071438 | 7748.1 | DIESEL | 78/7 | 150 | School | Outdoor |  |  |  | 0
C3013 | 4 | 5 | MCKINLEY Generator #1 | 151 T St NE, Washington, DC 20002 | Generac | 4165470100 | 2077618 | 81 | DIESEL | 7718/6 | 200 | School | Indoor |  |  |  | 0
C3014 | 1 | 5 | Youth Division Rhode Island | 1700 Rhode Island Ave, NE | N/A | N/A | N/A | N/A | Natural Gas | N/A | N/A | DOC | N/A |  |  |  | 0
C3015 | 1 | 5 | JUVENILE Youth Division | 1700 Rhode Island NE,Washington,DC 20018 | Tradewinds | TP60 | 5341/8211 | 164.6 | Diesel | 75 | 60 | DPR | Outdoor |  |  |  | 0
C3016 | 2 | 5 | Emery Shelter | 1725 Lincoln Road N.E. | N/A | N/A | N/A | N/A |  |  | N/A |  | N/A |  |  |  | 0
C3017 | 1 | 5 | 5th District Police HQ | 1805 Bladensburg Road, NE, Washington, DC 20002 | Whisperwatt | DLA-22055VU | 8000028 | 176 hours | DIESEL | 100/100 | 175 | MPD Site | Outdoor |  |  |  | 0
C3018 | 4 | 5 | BURROUGHS | 1820 Monroe St. NE, Washington, DC 20018 | ELLIOTT MAGNETA | 50RN | B011J541 | 152.4 hours | Natural Gas | N/A | 50 | School | indoor |  |  |  | 0
C3019 | 1 | 5 | Fleet Division / Repair Shop | 1833 West Virginia Ave., NE | MTU |  |  |  | Diesel/ 400 gal | N/A | 890 | DDOT |  |  |  |  | 0
C3020 | 1 | 5 | Fleet Division / Fuel Station | 1835 West Virginia Ave, NE | Olympian |  |  |  | Natural Gas | N/A | 70 | Municipal |  |  |  |  | 0
C3021 | 2 | 5 | Corcoran Shelter | 1861 Corcoran St., NE | unable to determine |  |  |  | runs on natural gas | N/A |  | Shelter |  |  |  |  | 0
C3022 | 1 | 5 | OCT | 1899 9th Street NE | Generac | 16463040400 |  |  | Diesel | N/A |  | DCFEMS |  |  |  |  | 0
C3023 | 1 | 5 | MPD Fleet Services | 2175 West Virginia Ave NE, Washington, DC 20002 | Kohler | 250RZDB | 2110632 | 259.4 hours | Natural Gas | N/A | 250 | MPD site | Indoor |  |  |  | 0
C3024 | 2 | 5 | Adams Place | 2210 Adams Place NE, Washington,DC 20018 | Generac | 15120610200 | 8002231 | 5643 hours | DIESEL | N/A | 100 | Shelter |  |  |  |  | 0
C3025 | 1 | 5 | DCFD Engine 12 | 2225 5th Street NE | Generac | 2594100300 |  |  | Diesel | N/A | 30 | DCFEMS |  |  |  |  | 0
C3026 | 4 | 5 | SPINGARN | 2500 Benning Rd NE | KATOLIGHT |  |  |  |  | 250 | 110 | School |  |  |  |  | 0
C3027 | 4 | 5 | NOYES | 2725 10th St. NE,Washington,DC 20018 | Generac | 3157580100 | 2075076 | N/A | DIESEL | N/A | 50 | School |  |  |  |  | 0
C3028 | 3 | 5 | New York Avenue | 2800 – 2850 New York Avenue, NE , WDC | N/A | N/A | N/A | N/A | 6000 gal, Steel w/FRP | N/A |  | Municipal |  |  |  |  | 0
C3029 | 1 | 5 | Supreme Court | 3035 V St.NE | N/A | N/A | N/A | N/A | Natural Gas | N/A | N/A | DOC | N/A |  |  |  | 0
C3030 | 4 | 5 | Thurgood Marshall EC | 3100 Fort Lincoln Dr. NE | CUMMINS |  |  |  | Natural Gas | N/A | 60 | School | TBD |  |  |  | 0
C3031 | 4 | 5 | PENN CENTER | 318 R St NE, Washington, DC 20002 | Onan | 150RJC4R/13984AA | 374776292 | 359.4 | Natural Gas | 50 | 15 | School | Indoor |  |  |  | 0
C3032 |  | 5 | MPD | 3521 V St. NE | N/A | N/A | N/A | N/A | Natural Gas | N/A | N/A | MPD site | N/A |  |  |  | 0
C3033 |  | 5 | Command center | 3535 V St. NE | N/A | N/A | N/A | N/A | Diesel | N/A | N/A | MPD site | N/A |  |  |  | 0
C3034 | 1 | 5 | DCFD Engine 14 | 4801 N Capitol Street NE | Generac | 2594540100 |  |  | Diesel | N/A | 15 | DCFEMS |  |  |  |  | 0
C3035 | 2 | 5 | 4925 Sargent Road N.E. | 4925 Sargent Road N.E. | N/A | N/A | N/A | N/A | N/A | N/A | N/A | N/A | N/A |  |  |  | 0
C3036 | 1 | 5 | DCFD Engine 2 | 500 F Street NW | Generac | 2590410100 |  |  | Diesel | N/A | 15 | DCFEMS |  |  |  |  | 0
C3037 | 2 | 5 | Blair Shelter | 633 6th St. N.E. | N/A | N/A | N/A | N/A |  |  | N/A |  | N/A |  |  |  | 0
C3038 | 4 | 5 | PHELPS | 704 26th St NE, Washington, DC 20002 | KATOLIGHT | 5NL60FPG4 | 159524-0208 | 213 | Natural Gas | N/A | 60 | School | Indoor |  |  |  | 0
C3039 | 4 | 5 | BROWNE Education Campus | 850 26th St NE | KOHLER | 100R02J81 | 323976 | 795.9 hours | DIESEL | 100 | 100 | School | Outdoor |  |  |  | 0
C3040 | 1 | 6 | 1st District Police HQ | 101 M Street, SW, Washington, DC 20024 | Cummins | DQLA-7527-496 | L080224866 | 256.9 hours | DIESEL | 125/2500 | 600 | MPD site | indoor |  |  |  | 0
C3041 | 3 | 6 | Waterfront East | 1100 4th Street SW | Cummins | DFEK-7593110 |  |  | 500 gal, Above Ground, Double wall Steel Tank, UL # P59072 | 500 g above Ground Double wall Steel Tank, UL # P59072 | 500 | Municipal |  |  |  |  | 0
C3042 | 3 | 6 | Waterfront East | 1100 4th Street SW | Generac | SD0400-K36135D18GPYY | 11087870100 |  | 500 gallon, Above Ground, Double wall Steel Tank, UL # P59072 | N/A | 400 | Municipal |  |  |  |  | 0
C3043 | 3 | 6 | Waterfront West | 1101 4th Street SW | Cummins | DFEK-7593110 |  |  | 500 gallon, Above Ground, Double wall Steel Tank, UL # P59072 | N/A | 500 | Municipal |  |  |  |  | 0
C3044 | 3 | 6 | Waterfront West | 1101 4th Street SW | Generac | SD0400-K36135D18GPYY | 11087870100 |  | 500 gallon, Above Ground, Double wall Steel Tank, UL # P59072 | N/A | 500 | Municipal |  |  |  |  | 0
C3045 | 4 | 6 | WALKER-JONES | 1125 New Jersey Ave NW,Washington,DC 20001 | Kohler | 275RE0ZJD | 2238748 | 276 | Diesel | 250 | 275 | School | Outdoor |  |  |  | 0
C3046 | 4 | 6 | MAURY ES | 1250 Constitution Ave NE, Washington, DC 20002 | Generac | 197050/00 | 2106181 | 102.4 | Natural Gas | 140 | 35 | School | Outdoor |  |  |  | 0
C3047 | 2 | 6 | Electric Service Div. Generator #1 Chalmers | 1338 G Street SE, Washington, DC 20003 | CAPCO | 28031982 | 358-001 | 240.3 | DIESEL | 250 | 100 | DDOT | Indoor |  |  |  | 0
C3048 | 2 | 6 | Electric Service Div. Generator #2 | 1339 G Street SE, Washington, DC 20003 | CAPCO | 28031982 | 358-002 | 208.9 | DIESEL | 250 | 100 | DDOT | Indoor |  |  |  | 0
C3049 | 1 | 6 | DCFD Engine 8 | 1520 C Street SE | Generac | 2590760100 |  |  | Diesel | N/A | 15 | DCFEMS |  |  |  |  | 0
C3050 | 2 | 6 | Kramer Shelter | 1626 Kramer St., NE | unable to determine | N/A | N/A | N/A | runs on natural gas | N/A |  | Shelter |  |  |  |  | 0
C3051 | 4 | 6 | EASTERN | 1700 East Capitol St. SE, Washington, DC 20003 | MTU | 350RXC6DT3 | 316918-1-1-0210 | 62.51 hours | DIESEL | 300 | 350 | School | Indoor |  |  |  | 0
C3052 | 4 | 6 | ELIOT HINE MS | 1803 Constitution Ave NE, Washington, DC 20002 | GENERAC | D30/3262-0 | 812317 | 345.1 hours | DIESEL | 75 | 37.5 | School | Outdoor |  |  |  | 0
C3053 | 2 | 6 | DC General Building # 7 | 1900 Mass. Ave., SE | Detroit Diesel |  |  |  | Diesel | 500 | 25 | Municipal |  |  |  |  | 0
C3054 | 2 | 6 | DC General Building #17 - RSC Karrick Hall | 1900 Mass. Ave., SE | Kohler |  |  |  | Diesel | 750 | 750 | Municipal |  |  |  |  | 0
C3055 | 1 | 6 | DC General Core Bldg. 2nd,3rd,4th,5th | 1900 Massachusetts Avenue, SE, Washington, DC 20003 | Caterpillar | LC6 | G6B16458 | 42.2 | Diesel | 1100 | 300 | Shelter | Outdoor |  |  |  | 0
C3056 | 1 | 6 | DC General Building #14 | 1900 Massachusetts Avenue, SE, Washington, DC 20003 | Cummins | DFAC-5588720 | A030459169 | 330 hours | DIESEL | 420 | 250 | Municipal | Outdoor |  |  |  | 0
C3057 | 2 | 6 | DC General Building # 15 | 1900 Massachusetts Avenue, SE, Washington, DC 20003 | Generac |  |  |  | Diesel | 60 | 50 or 25 please confirm | shelter | Outdoor |  |  |  | 0
C3058 | 1 | 6 | DC General Building #12 | 1900 Massachusetts Avenue, SE, Washington, DC 20003 | Kohler | 50R0Z271 | 204839 | 752.1 hours | DIESEL | 250 | 50 | Municipal | Outdoor |  |  |  | 0
C3059 | 1 | 6 | DC General Building #9 | 1900 Massachusetts Avenue, SE, Washington, DC 20003 | Kohler | 300RE0ZJ | 3023838 | 834 | Diesel | 1074 | 300 | Municipal | Outdoor |  |  |  | 0
C3060 | 1 | 6 | DC General Building - Steam Plant | 1900 Massachusetts Avenue, SE, Washington, DC 20003 | Lake Shore Electric Corp |  | 8070101-1 | 320 hours | Diesel | 2000 | 500 | Municipal | Indoor |  |  |  | 0
C3061 | 1 | 6 | DC General Building #27 | 1900 Massachusetts Avenue, SE, Washington, DC 20003 | Onan | DGFB4479837 | E000098287 | 524 hours | Diesel | 500 | 175 | Municipal | Outdoor |  |  |  | 0
C3062 | 1 | 6 | DC General Building #29 - ACC BLDG | 1900 Massachusetts Avenue, SE, Washington, DC 20003 | Onan | 750-DFJA39-133G | L900-362-805 | 263.7 hours | DIESEL | 4000 | 750 | Municipal | Indoor |  |  |  | 0
C3063 | 1 | 6 | Central Detention Facility | 1901 D St., SE | Caterpillar |  |  |  | Diesel | 6000 | 540 | DOC |  |  |  |  | 0
C3064 | 1 | 6 | Central Detention Facility | 1901 D St., SE | Caterpillar |  |  |  | Diesel | N/A | 540 | DOC |  |  |  |  | 0
C3065 | 1 | 6 | Central Detention Facility | 1901 D St., SE | Caterpillar |  |  |  | Diesel | N/A | 1100 | DOC |  |  |  |  | 0
C3066 | 1 | 6 | Central Detention Facility | 1901 D St., SE | Caterpillar |  |  |  | Diesel/ | N/A | 540 | DOC |  |  |  |  | 0
C3067 | 1 | 6 | DC Armory | 2001 East Capitol Street, SE, Washington, DC 20003 | Generac | 88A028110-5 | 887080 | 551.5 hours | DIESEL |  |  | Municipal | Indoor |  |  |  | 0
C3068 | 4 | 6 | Logan Education Center | 215 G Street NE,Washington,DC 20002 | KOHLER | 2050zj81 | 280452 | 25.3 | Diesel | 100 | 25 | School | Indoor |  |  |  | 0
C3069 | 1 | 6 | Share Computer/ Common Center | 222 Massachusetts Avenue, NW | N/A | N/A | N/A | N/A | Natural Gas | N/A | N/A | Municipal | N/A |  |  |  | 0
C3070 | 2 | 6 | RFK Stadium 2400 East Capitol St., SE | 2400 East Capitol St., SE | Caterpillar - Olympian |  |  |  | Diesel/ 100 gal | 350 | 400 | Municipal |  |  |  |  | 0
C3071 | 1 | 6 | Daly Municipal Building GENERATOR #2 | 300 Indiana Avenue NW, Washington, DC 20001 | Generator #2 Kohler | 150R0ZJ | 707965 | 147.1 hours | DIESEL | 300 | 150 | Municipal | Indoor |  |  |  | 0
C3072 | 1 | 6 | Daly Municipal Building GENERATOR #3 | 300 Indiana Avenue NW, Washington, DC 20001 | Generator #3 All Power | AP-450DC | 37108726 | 626.72 hours | DIESEL | 175/500 | 450 | Municipal | Indoor |  |  |  | 0
C3073 | 1 | 6 | Daly Municipal Building GENERATOR #4 | 300 Indiana Avenue NW, Washington, DC 20001 | Generator #4 Caterpillar | 8L6243 | 63793/191 | 111.7 hours | DIESEL | 50 | 50 | Municipal | Indoor |  |  |  | 0
C3074 | 1 | 6 | Daly Municipal Building GENERATOR #5 | 300 Indiana Avenue NW, Washington, DC 20001 | Generator #5 Katolight | 3005099 | 66366 | N/A | DIESEL | N/A | 300 | Municipal | Indoor |  |  |  | 0
C3075 | 1 | 6 | Daly Municipal Building GENERATOR #1 | 300 Indiana Avenue NW, Washington,DC 20001 | Generator #1 Kohler | 600R0ZD4 | 635576 | 321 hours | DIESEL | 300 | 605 | Municipal | Indoor |  |  |  | 0
C3076 | 4 | 6 | STUART-HOBSON | 401 E ST NE, Washington, DC 20002 | Cummins | G6HH1212003 | I120387113 | 21.2 | Natural Gas | N/A | 100 | School | Outdoor |  |  |  | 0
C3077 | 4 | 6 | AMIDON-Bowen | 401 I St. SW, Washington, DC 20024 | Onan | not available/ | 97370425 | 56 hours | DIESEL | 75 | 30 | School | Outdoor |  |  |  | 0
C3078 | 1 | 6 | Old Juvenile Court | 410 E Street, NW, Washington, DC 20001 | Kohler | 550REOZV | 2340870 | 16.4 hours | DIESEL |  | 525 | DOC | Indoor/basement |  |  |  | 0
C3079 | 1 | 6 | Old Juvenile Court | 411 E Street, NW, Washington, DC 20001 | Kohler | 300REOZJ | 2339214 | 18.4 hours | DIESEL |  | 300 | DOC | Indoor/basement |  |  |  | 0
C3080 | 1 | 6 | DCFD Engine 18 | 414 8th Street SE | Generac | 2090740100 |  |  | Diesel | N/A | 15 | DCFEMS |  |  |  |  | 0
C3081 | 2 | 6 | Federal City Shelter | 425 2nd St. NW, Washington, DC 20001 | Katolight | D150FPJ4T2 | 132295-1206 | 258 Hours | DIESEL | 500 | 150 | Shelter | Roof |  |  |  | 0
C3082 | 1 | 6 | DCFD Engine 3 | 439 New Jersey Ave NW | Generac | 2588780100 |  |  | Diesel | N/A | 15 | DCFEMS |  |  |  |  | 0
C3083 | 3 | 6 | OJS | 441 4th Street | Detroit Diesel | PE6068H6143 | 200PJS6DTZ |  |  | N/A |  | Municipal |  |  |  |  | 0
C3084 | 3 | 6 | OJS | 441 4th Street | Marathon | 362NSL160 |  |  |  | 100 |  | Municipal |  |  |  |  | 0
C3085 | 3 | 6 | OJS | 441 4th Street | Marathon Electric |  |  |  | Diesel | 500 | 500 | Municipal |  |  |  |  | 0
C3086 | 3 | 6 | OJS | 441 4th Street | N/A | N/A | N/A | N/A |  | N/A | N/A | Municipal | N/A |  |  |  | 0
C3087 | 1 | 6 | DCFD Engine 13 | 450 6th Street SW | Generac | 2588800100 |  |  | Diesel | N/A |  | DCFEMS |  |  |  |  | 0
C3088 | 1 | 6 | Harbor Branch | 550 Water Street NW, Washington, DC 20024 | Onan | 125DGCAL327 | I880163414 | 846.5 | DIESEL | 100/250 | 125 | MPD site | Outdoor |  |  |  | 0
C3089 | 4 | 6 | MINER | 601 15th St NE, Washington, DC 20002 | Generac | 2865080100 | 2070672 | 20.3 | DIESEL | 200 | 80 | School | Outdoor |  |  |  | 0
C3090 | 2 | 6 | House of Ruth Shelter | 651 10th St. N.E. | N/A | N/A | N/A | N/A |  |  | N/A |  | N/A |  |  |  | 0
C3091 |  | 6 | Vital Records | 899 North Capitol Street NE | N/A | N/A | N/A | N/A | 300 gallon Diesel | N/A | N/A | Municipal | N/A |  |  |  | 0
OPTION YEAR THREE (3) GRAND TOTALS | [13 empty] | 0 | 0 | 0 | 0
OPTION YEAR FOUR (4) ROUTINE SERVICES RATE SCHEDULE
ROUTINE- SERVICE FIXED FULLY LOADED FLAT RATE
CLIN | PRIORITY | WARD | FACILITY | ADDRESS | GENERATOR TYPE/ATS LOCATION | MODEL # | SERIAL # | GENERATOR AGE/HRS | FUEL TYPE | FUEL TANK SIZE | KW | FACILITY TYPE | LOCATION | QUARTERLY | SEMI ANNUAL | ANNUAL | TOTALS
C4001 | 1 | 5 | Youth Center/facility | 1000 Mt. Olivet Road NE,Washington,DC 20002 | Katolight |  |  |  | Diesel | 2000 | 1000 | DOC | Outdoor |  |  |  | 0
C4002 | 4 | 5 | Luke C. Moore H.S. | 1001 Monroe St NE, Washington, DC 20017 | Generac | 4856200100 | 2085872 | 241.8 | DIESEL | 500 | 180 | School | Outdoor |  |  |  | 0
C4003 | 4 | 5 | DUNBAR | 101 N St. NW, Washington, DC 20001 | Kohler |  |  |  | Natural Gas | N/A | 350 | School | CMC |  |  |  | 0
C4004 | 4 | 5 | VANNESS | 1150 5th St SE,Washington,DC 20003 | KOHLER | NA JOHN DEER | 338228 | 528 | Diesel | 250 | 100 | School |  |  |  |  | 0
C4005 | 2 | 5 | Animal Shelter | 1201 NY Ave., NE | Cummins | 35 DSFAA |  |  |  | N/A |  | Municipal |  |  |  |  | 0
C4006 | 1 | 5 | DCFD Engine 17 | 1227 Monroe Street NE | Generac | 7734440100 |  |  | Diesel | N/A | 100 | DCFEMS |  |  |  |  | 0
C4007 | 4 | 5 | WHEATLY EC | 1299 Neal St NE,Washington,DC 20002 | Generac | 10395880100 | 2100786 | 110 | Natural Gas | N/A | 150 | School | rooftop |  |  |  | 0
C4008 | 1 | 5 | DCFD Engine 26 | 1340 Rhode Island Ave NE | Generac | 2590670100 |  |  | Diesel | N/A | 15 | DCFEMS |  |  |  |  | 0
C4009 | 1 | 5 | DCFD Engine 10 | 1342 Florida Ave NE | Cummins | OGLB-5010105 |  |  | Natural Gas | N/A | 100 | DCFEMS |  |  |  |  | 0
C40C40 | 2 | 5 | New York Ave Shelter | 1355 New York Avenue NE, Washington, DC 20002 | Kohler | 80RE0ZJB | 2056221 | 434.3 | DIESEL | 250 | 80 | Shelter | Outdoor |  |  |  | 0
C4011 | 4 | 5 | Kipp Prep/Hamilton | 1401 Brentwood Parkway NE, Washington, DC 20002 | ONAN | 30EK-4XR8/5795A | 47C958897 | 492 | Natural Gas | N/A | 30 | School | BASEMENT |  |  |  | 0
C4012 | 4 | 5 | MCKINLEY Broadcast Cnt.#2 | 151 T St NE, Washington, DC 20002 | Generac | 30161450100 | 2071438 | 7748.1 | DIESEL | 78/7 | 150 | School | Outdoor |  |  |  | 0
C4013 | 4 | 5 | MCKINLEY Generator #1 | 151 T St NE, Washington, DC 20002 | Generac | 4165470100 | 2077618 | 81 | DIESEL | 7718/6 | 200 | School | Indoor |  |  |  | 0
C4014 | 1 | 5 | Youth Division Rhode Island | 1700 Rhode Island Ave, NE | N/A | N/A | N/A | N/A | Natural Gas | N/A | N/A | DOC | N/A |  |  |  | 0
C4015 | 1 | 5 | JUVENILE Youth Division | 1700 Rhode Island NE,Washington,DC 20018 | Tradewinds | TP60 | 5341/8211 | 164.6 | Diesel | 75 | 60 | DPR | Outdoor |  |  |  | 0
C4016 | 2 | 5 | Emery Shelter | 1725 Lincoln Road N.E. | N/A | N/A | N/A | N/A |  |  | N/A |  | N/A |  |  |  | 0
C4017 | 1 | 5 | 5th District Police HQ | 1805 Bladensburg Road, NE, Washington, DC 20002 | Whisperwatt | DLA-22055VU | 8000028 | 176 hours | DIESEL | 100/100 | 175 | MPD Site | Outdoor |  |  |  | 0
C4018 | 4 | 5 | BURROUGHS | 1820 Monroe St. NE, Washington, DC 20018 | ELLIOTT MAGNETA | 50RN | B011J541 | 152.4 hours | Natural Gas | N/A | 50 | School | indoor |  |  |  | 0
C4019 | 1 | 5 | Fleet Division / Repair Shop | 1833 West Virginia Ave., NE | MTU |  |  |  | Diesel/ 400 gal | N/A | 890 | DDOT |  |  |  |  | 0
C4020 | 1 | 5 | Fleet Division / Fuel Station | 1835 West Virginia Ave, NE | Olympian |  |  |  | Natural Gas | N/A | 70 | Municipal |  |  |  |  | 0
C4021 | 2 | 5 | Corcoran Shelter | 1861 Corcoran St., NE | unable to determine |  |  |  | runs on natural gas | N/A |  | Shelter |  |  |  |  | 0
C4022 | 1 | 5 | OCT | 1899 9th Street NE | Generac | 16463040400 |  |  | Diesel | N/A |  | DCFEMS |  |  |  |  | 0
C4023 | 1 | 5 | MPD Fleet Services | 2175 West Virginia Ave NE, Washington, DC 20002 | Kohler | 250RZDB | 2110632 | 259.4 hours | Natural Gas | N/A | 250 | MPD site | Indoor |  |  |  | 0
C4024 | 2 | 5 | Adams Place | 2210 Adams Place NE, Washington,DC 20018 | Generac | 15120610200 | 8002231 | 5643 hours | DIESEL | N/A | 100 | Shelter |  |  |  |  | 0
C4025 | 1 | 5 | DCFD Engine 12 | 2225 5th Street NE | Generac | 2594100300 |  |  | Diesel | N/A | 30 | DCFEMS |  |  |  |  | 0
C4026 | 4 | 5 | SPINGARN | 2500 Benning Rd NE | KATOLIGHT |  |  |  |  | 250 | 110 | School |  |  |  |  | 0
C4027 | 4 | 5 | NOYES | 2725 10th St. NE,Washington,DC 20018 | Generac | 3157580100 | 2075076 | N/A | DIESEL | N/A | 50 | School |  |  |  |  | 0
C4028 | 3 | 5 | New York Avenue | 2800 – 2850 New York Avenue, NE , WDC | N/A | N/A | N/A | N/A | 6000 gal, Steel w/FRP | N/A |  | Municipal |  |  |  |  | 0
C4029 | 1 | 5 | Supreme Court | 3035 V St.NE | N/A | N/A | N/A | N/A | Natural Gas | N/A | N/A | DOC | N/A |  |  |  | 0
C4030 | 4 | 5 | Thurgood Marshall EC | 3100 Fort Lincoln Dr. NE | CUMMINS |  |  |  | Natural Gas | N/A | 60 | School | TBD |  |  |  | 0
C4031 | 4 | 5 | PENN CENTER | 318 R St NE, Washington, DC 20002 | Onan | 150RJC4R/13984AA | 374776292 | 359.4 | Natural Gas | 50 | 15 | School | Indoor |  |  |  | 0
C4032 |  | 5 | MPD | 3521 V St. NE | N/A | N/A | N/A | N/A | Natural Gas | N/A | N/A | MPD site | N/A |  |  |  | 0
C4033 |  | 5 | Command center | 3535 V St. NE | N/A | N/A | N/A | N/A | Diesel | N/A | N/A | MPD site | N/A |  |  |  | 0
C4034 | 1 | 5 | DCFD Engine 14 | 4801 N Capitol Street NE | Generac | 2594540100 |  |  | Diesel | N/A | 15 | DCFEMS |  |  |  |  | 0
C4035 | 2 | 5 | 4925 Sargent Road N.E. | 4925 Sargent Road N.E. | N/A | N/A | N/A | N/A | N/A | N/A | N/A | N/A | N/A |  |  |  | 0
C4036 | 1 | 5 | DCFD Engine 2 | 500 F Street NW | Generac | 2590410100 |  |  | Diesel | N/A | 15 | DCFEMS |  |  |  |  | 0
C4037 | 2 | 5 | Blair Shelter | 633 6th St. N.E. | N/A | N/A | N/A | N/A |  |  | N/A |  | N/A |  |  |  | 0
C4038 | 4 | 5 | PHELPS | 704 26th St NE, Washington, DC 20002 | KATOLIGHT | 5NL60FPG4 | 159524-0208 | 213 | Natural Gas | N/A | 60 | School | Indoor |  |  |  | 0
C4039 | 4 | 5 | BROWNE Education Campus | 850 26th St NE | KOHLER | 100R02J81 | 323976 | 795.9 hours | DIESEL | 100 | 100 | School | Outdoor |  |  |  | 0
C4040 | 1 | 6 | 1st District Police HQ | 101 M Street, SW, Washington, DC 20024 | Cummins | DQLA-7527-496 | L080224866 | 256.9 hours | DIESEL | 125/2500 | 600 | MPD site | indoor |  |  |  | 0
C4041 | 3 | 6 | Waterfront East | 1100 4th Street SW | Cummins | DFEK-7593110 |  |  | 500 gal, Above Ground, Double wall Steel Tank, UL # P59072 | 500 g above Ground Double wall Steel Tank, UL # P59072 | 500 | Municipal |  |  |  |  | 0
C4042 | 3 | 6 | Waterfront East | 1100 4th Street SW | Generac | SD0400-K36135D18GPYY | 11087870100 |  | 500 gallon, Above Ground, Double wall Steel Tank, UL # P59072 | N/A | 400 | Municipal |  |  |  |  | 0
C4043 | 3 | 6 | Waterfront West | 1101 4th Street SW | Cummins | DFEK-7593110 |  |  | 500 gallon, Above Ground, Double wall Steel Tank, UL # P59072 | N/A | 500 | Municipal |  |  |  |  | 0
C4044 | 3 | 6 | Waterfront West | 1101 4th Street SW | Generac | SD0400-K36135D18GPYY | 11087870100 |  | 500 gallon, Above Ground, Double wall Steel Tank, UL # P59072 | N/A | 500 | Municipal |  |  |  |  | 0
C4045 | 4 | 6 | WALKER-JONES | 1125 New Jersey Ave NW,Washington,DC 20001 | Kohler | 275RE0ZJD | 2238748 | 276 | Diesel | 250 | 275 | School | Outdoor |  |  |  | 0
C4046 | 4 | 6 | MAURY ES | 1250 Constitution Ave NE, Washington, DC 20002 | Generac | 197050/00 | 2106181 | 102.4 | Natural Gas | 140 | 35 | School | Outdoor |  |  |  | 0
C4047 | 2 | 6 | Electric Service Div. Generator #1 Chalmers | 1338 G Street SE, Washington, DC 20003 | CAPCO | 28031982 | 358-001 | 240.3 | DIESEL | 250 | 100 | DDOT | Indoor |  |  |  | 0
C4048 | 2 | 6 | Electric Service Div. Generator #2 | 1339 G Street SE, Washington, DC 20003 | CAPCO | 28031982 | 358-002 | 208.9 | DIESEL | 250 | 100 | DDOT | Indoor |  |  |  | 0
C4049 | 1 | 6 | DCFD Engine 8 | 1520 C Street SE | Generac | 2590760100 |  |  | Diesel | N/A | 15 | DCFEMS |  |  |  |  | 0
C4050 | 2 | 6 | Kramer Shelter | 1626 Kramer St., NE | unable to determine | N/A | N/A | N/A | runs on natural gas | N/A |  | Shelter |  |  |  |  | 0
C4051 | 4 | 6 | EASTERN | 1700 East Capitol St. SE, Washington, DC 20003 | MTU | 350RXC6DT3 | 316918-1-1-0210 | 62.51 hours | DIESEL | 300 | 350 | School | Indoor |  |  |  | 0
C4052 | 4 | 6 | ELIOT HINE MS | 1803 Constitution Ave NE, Washington, DC 20002 | GENERAC | D30/3262-0 | 812317 | 345.1 hours | DIESEL | 75 | 37.5 | School | Outdoor |  |  |  | 0
C4053 | 2 | 6 | DC General Building # 7 | 1900 Mass. Ave., SE | Detroit Diesel |  |  |  | Diesel | 500 | 25 | Municipal |  |  |  |  | 0
C4054 | 2 | 6 | DC General Building #17 - RSC Karrick Hall | 1900 Mass. Ave., SE | Kohler |  |  |  | Diesel | 750 | 750 | Municipal |  |  |  |  | 0
C4055 | 1 | 6 | DC General Core Bldg. 2nd,3rd,4th,5th | 1900 Massachusetts Avenue, SE, Washington, DC 20003 | Caterpillar | LC6 | G6B16458 | 42.2 | Diesel | 1100 | 300 | Shelter | Outdoor |  |  |  | 0
C4056 | 1 | 6 | DC General Building #14 | 1900 Massachusetts Avenue, SE, Washington, DC 20003 | Cummins | DFAC-5588720 | A030459169 | 330 hours | DIESEL | 420 | 250 | Municipal | Outdoor |  |  |  | 0
C4057 | 2 | 6 | DC General Building # 15 | 1900 Massachusetts Avenue, SE, Washington, DC 20003 | Generac |  |  |  | Diesel | 60 | 50 or 25 please confirm | shelter | Outdoor |  |  |  | 0
C4058 | 1 | 6 | DC General Building #12 | 1900 Massachusetts Avenue, SE, Washington, DC 20003 | Kohler | 50R0Z271 | 204839 | 752.1 hours | DIESEL | 250 | 50 | Municipal | Outdoor |  |  |  | 0
C4059 | 1 | 6 | DC General Building #9 | 1900 Massachusetts Avenue, SE, Washington, DC 20003 | Kohler | 300RE0ZJ | 3023838 | 834 | Diesel | 1074 | 300 | Municipal | Outdoor |  |  |  | 0
C4060 | 1 | 6 | DC General Building - Steam Plant | 1900 Massachusetts Avenue, SE, Washington, DC 20003 | Lake Shore Electric Corp |  | 8070101-1 | 320 hours | Diesel | 2000 | 500 | Municipal | Indoor |  |  |  | 0
C4061 | 1 | 6 | DC General Building #27 | 1900 Massachusetts Avenue, SE, Washington, DC 20003 | Onan | DGFB4479837 | E000098287 | 524 hours | Diesel | 500 | 175 | Municipal | Outdoor |  |  |  | 0
C4062 | 1 | 6 | DC General Building #29 - ACC BLDG | 1900 Massachusetts Avenue, SE, Washington, DC 20003 | Onan | 750-DFJA39-133G | L900-362-805 | 263.7 hours | DIESEL | 4000 | 750 | Municipal | Indoor |  |  |  | 0
C4063 | 1 | 6 | Central Detention Facility | 1901 D St., SE | Caterpillar |  |  |  | Diesel | 6000 | 540 | DOC |  |  |  |  | 0
C4064 | 1 | 6 | Central Detention Facility | 1901 D St., SE | Caterpillar |  |  |  | Diesel | N/A | 540 | DOC |  |  |  |  | 0
C4065 | 1 | 6 | Central Detention Facility | 1901 D St., SE | Caterpillar |  |  |  | Diesel | N/A | 1100 | DOC |  |  |  |  | 0
C4066 | 1 | 6 | Central Detention Facility | 1901 D St., SE | Caterpillar |  |  |  | Diesel/ | N/A | 540 | DOC |  |  |  |  | 0
C4067 | 1 | 6 | DC Armory | 2001 East Capitol Street, SE, Washington, DC 20003 | Generac | 88A028110-5 | 887080 | 551.5 hours | DIESEL |  |  | Municipal | Indoor |  |  |  | 0
C4068 | 4 | 6 | Logan Education Center | 215 G Street NE,Washington,DC 20002 | KOHLER | 2050zj81 | 280452 | 25.3 | Diesel | 100 | 25 | School | Indoor |  |  |  | 0
C4069 | 1 | 6 | Share Computer/ Common Center | 222 Massachusetts Avenue, NW | N/A | N/A | N/A | N/A | Natural Gas | N/A | N/A | Municipal | N/A |  |  |  | 0
C4070 | 2 | 6 | RFK Stadium 2400 East Capitol St., SE | 2400 East Capitol St., SE | Caterpillar - Olympian |  |  |  | Diesel/ 100 gal | 350 | 400 | Municipal |  |  |  |  | 0
C4071 | 1 | 6 | Daly Municipal Building GENERATOR #2 | 300 Indiana Avenue NW, Washington, DC 20001 | Generator #2 Kohler | 150R0ZJ | 707965 | 147.1 hours | DIESEL | 300 | 150 | Municipal | Indoor |  |  |  | 0
C4072 | 1 | 6 | Daly Municipal Building GENERATOR #3 | 300 Indiana Avenue NW, Washington, DC 20001 | Generator #3 All Power | AP-450DC | 37108726 | 626.72 hours | DIESEL | 175/500 | 450 | Municipal | Indoor |  |  |  | 0
C4073 | 1 | 6 | Daly Municipal Building GENERATOR #4 | 300 Indiana Avenue NW, Washington, DC 20001 | Generator #4 Caterpillar | 8L6243 | 63793/191 | 111.7 hours | DIESEL | 50 | 50 | Municipal | Indoor |  |  |  | 0
C4074 | 1 | 6 | Daly Municipal Building GENERATOR #5 | 300 Indiana Avenue NW, Washington, DC 20001 | Generator #5 Katolight | 3005099 | 66366 | N/A | DIESEL | N/A | 300 | Municipal | Indoor |  |  |  | 0
C4075 | 1 | 6 | Daly Municipal Building GENERATOR #1 | 300 Indiana Avenue NW, Washington,DC 20001 | Generator #1 Kohler | 600R0ZD4 | 635576 | 321 hours | DIESEL | 300 | 605 | Municipal | Indoor |  |  |  | 0
C4076 | 4 | 6 | STUART-HOBSON | 401 E ST NE, Washington, DC 20002 | Cummins | G6HH1212003 | I120387113 | 21.2 | Natural Gas | N/A | 100 | School | Outdoor |  |  |  | 0
C4077 | 4 | 6 | AMIDON-Bowen | 401 I St. SW, Washington, DC 20024 | Onan | not available/ | 97370425 | 56 hours | DIESEL | 75 | 30 | School | Outdoor |  |  |  | 0
C4078 | 1 | 6 | Old Juvenile Court | 410 E Street, NW, Washington, DC 20001 | Kohler | 550REOZV | 2340870 | 16.4 hours | DIESEL |  | 525 | DOC | Indoor/basement |  |  |  | 0
C4079 | 1 | 6 | Old Juvenile Court | 411 E Street, NW, Washington, DC 20001 | Kohler | 300REOZJ | 2339214 | 18.4 hours | DIESEL |  | 300 | DOC | Indoor/basement |  |  |  | 0
C4080 | 1 | 6 | DCFD Engine 18 | 414 8th Street SE | Generac | 2090740100 |  |  | Diesel | N/A | 15 | DCFEMS |  |  |  |  | 0
C4081 | 2 | 6 | Federal City Shelter | 425 2nd St. NW, Washington, DC 20001 | Katolight | D150FPJ4T2 | 132295-1206 | 258 Hours | DIESEL | 500 | 150 | Shelter | Roof |  |  |  | 0
C4082 | 1 | 6 | DCFD Engine 3 | 439 New Jersey Ave NW | Generac | 2588780100 |  |  | Diesel | N/A | 15 | DCFEMS |  |  |  |  | 0
C4083 | 3 | 6 | OJS | 441 4th Street | Detroit Diesel | PE6068H6143 | 200PJS6DTZ |  |  | N/A |  | Municipal |  |  |  |  | 0
C4084 | 3 | 6 | OJS | 441 4th Street | Marathon | 362NSL160 |  |  |  | 100 |  | Municipal |  |  |  |  | 0
C4085 | 3 | 6 | OJS | 441 4th Street | Marathon Electric |  |  |  | Diesel | 500 | 500 | Municipal |  |  |  |  | 0
C4086 | 3 | 6 | OJS | 441 4th Street | N/A | N/A | N/A | N/A |  | N/A | N/A | Municipal | N/A |  |  |  | 0
C4087 | 1 | 6 | DCFD Engine 13 | 450 6th Street SW | Generac | 2588800100 |  |  | Diesel | N/A |  | DCFEMS |  |  |  |  | 0
C4088 | 1 | 6 | Harbor Branch | 550 Water Street NW, Washington, DC 20024 | Onan | 125DGCAL327 | I880163414 | 846.5 | DIESEL | 100/250 | 125 | MPD site | Outdoor |  |  |  | 0
C4089 | 4 | 6 | MINER | 601 15th St NE, Washington, DC 20002 | Generac | 2865080100 | 2070672 | 20.3 | DIESEL | 200 | 80 | School | Outdoor |  |  |  | 0
C4090 | 2 | 6 | House of Ruth Shelter | 651 10th St. N.E. | N/A | N/A | N/A | N/A |  |  | N/A |  | N/A |  |  |  | 0
C4091 |  | 6 | Vital Records | 899 North Capitol Street NE | N/A | N/A | N/A | N/A | 300 gallon Diesel | N/A | N/A | Municipal | N/A |  |  |  | 0
OPTION YEAR FOUR (4) GRAND TOTALS | [13 empty] | 0 | 0 | 0 | 0

## Aggregate Group D (Wards 7 & 8)
DDAM-17-ND-0022
Preventative MaintenanDe, Repairs, Rentals, ReloDation and Installation ServiDes for Generators
BID FORM ATTADHMENT A
AGGREGATE AWARD GROUP D ¦ WARDS 7 & 8
0
GROUP C TOTAL PRICE (Base Yr + OY1, OY2, OY3 & OY4)
BASE YEAR ROUTINE SERVIDES RATE SDHEDULE
ROUTINE- SERVICE FIXED FULLY LOADED FLAT RATE
DLIN | PRIORITY | WARD | FACILITY | ADDRESS | GENERATOR TYPE/ATS LOCATION | MODEL # | SERIAL # | GENERATOR AGE/HRS | FUEL TYPE | FUEL TANK SIZE | KW | FACILITY TYPE | LOCATION | QUARTERLY | SEMI ANNUAL | ANNUAL | TOTALS
D001 | 1 | 7 | 6th District Police HQ | 100 42nd Street, NE, Washington,DC 20019 | Onan | 1750-DYG15R | B780298022 | 697.6 hours | DIESEL | 100 | 175 | MPD Site | Indoor |  |  |  | 0
D002 | 4 | 7 | R. HIGHLANDS | 1650 30th St SE,Washington,DC 20020 | Generac | 2432540100 | 2067586 | 114.3 | DIESEL | 193 | 100 | School | Indoor |  |  |  | 0
D003 | 1 | 7 | 6th District Police Sub Station | 2701 Pennsylvania Avenue SE,Washington,DC 20020 | Tradewinds | TP60 | 5341-8214 | 1442.0 hours | DIESEL | N/A | 60 | MPD Site | Outdoor |  |  |  | 0
D004 | 1 | 7 | DCFD Engine 19 | 2813 Pennsylvania Ave SE | Generac | 2593620100 |  |  | Diesel | N/A | 15 | DCFEMS |  |  |  |  | 0
D005 | 3 | 7 | Washington Seniors Wellness Center | 3001 Alabama Ave. S.E. | Generac | 92A 04546 S. Type Soo20_S364.3018CBYYO |  |  |  | N/A |  | DPR |  |  |  |  | 0
D006 | 2 | 7 | Therapeutic Recreation Center | 3030 G Street SE,Washington,DC 20019 | Onan | 300DDA-15R161628 | UNREADABLE | 158 | Natural Gas | 500 | 15 | DPR | Indoor |  |  |  | 0
D007 | 4 | 7 | WINSTON | 3100 Erie St SE, Washington, DC 20020 | Coleman | CP75 | 3503 | 0 | Diesel | 75 | 75 | School | Outdoor |  |  |  | 0
D008 | 2 | 7 | 342 37th St. Shelter | 342 37th Street | NA | NA | NA | NA | NA | NA | NA | NA | NA |  |  |  | 0
D009 | 4 | 7 | SOUSA MS | 3650 Ely Pl SE,Washington,DC 20019 | Kohler | 3D0RE0ZV | 2126136 | 289 | DIESEL | 175 | 300 | School |  |  |  |  | 0
D010 | 5 | 7 | East River Park | 3919 Benning Rd. NE | N/A | N/A | N/A | N/A | Diesel | 5000 | N/A | Municipal | N/A |  |  |  | 0
D011 | 4 | 7 | RIVER TERRACE | 420 34th St. NE | Generac | N/A | N/A | N/A | Natural Gas | 250 | 40 | School |  |  |  |  | 0
D012 | 1 | 7 | DCFD Engine 27 | 4201 Minnesota Ave NE | Generac | 2594090100 |  |  | Diesel | N/A | 10 | DCFEMS |  |  |  |  | 0
D013 | 4 | 7 | OUC F. JOHNSON | 4650 Benning Rd. SE | KOHLER | KW |  |  | Natural Gas | 200 | 175 | School | Indoor |  |  |  | 0
D014 | 4 | 7 | Fletcher Johnson | 4650 Benning rd., SE | N/A | N/A | N/A | N/A | Natural Gas | 200 | N/A | School | N/A |  |  |  | 0
D015 | 1 | 7 | DCFD Engine 30 | 50 49th Street NE | Generac | 2590710100 |  |  | Diesel | N/A | 15 | DCFEMS |  |  |  |  | 0
D016 | 4 | 7 | HD WOODSON | 540 55th St NE, Washington, DC 20002 | Generac | 12474220200 | 2108532 | 151.7 | DIESEL | 500 | 500 | School | Outdoor |  |  |  | 0
D017 | 4 | 7 | EVANS | 5600 E Capitol St NE, Washington, DC 20019 | Kohler | 250RE0ZJE | GM66100-GA5 | 43 hours | DIESEL | 275 | 250 | School | Outdoor |  |  |  | 0
D018 | 4 | 7 | SHADD | 5601 E. CAPITOL ST SE, Washington, DC 20019 | Kohler | 30ROZJ81 | 362902 | 386 | DIESEL | 275 | 40 | School | Outdoor |  |  |  | 0
D019 | 4 | 7 | THOMAS E.S. | 650 Anacostia Ave., NE | ONAN |  |  |  |  | N/A | 360 | School | N/A |  |  |  | 0
D020 | 4 | 7 | BURRVILLE | 801 Division Ave. NE, Washington, DC 20019 | IDE | 55JD414 | 77698 | 364.2 hours | DIESEL | 250 | 50 | School | Indoor |  |  |  | 0
D021 | 1 | 8 | DCFD Engine 33 | 101 Atlantic Street SE | Generac | 2594480100 |  |  | Diesel | N/A | 30 | DCFEMS |  |  |  |  | 0
D022 | 2 | 8 | 107 Wayne Place S.E. | 107 Wayne Place S.E. | N/A | N/A | N/A | N/A | N/A | N/A | N/A | N/A | N/A |  |  |  | 0
D023 | 2 | 8 | 117 Wayne Place S.E. | 117 Wayne Place S.E. | N/A | N/A | N/A | N/A | N/A | N/A | N/A | N/A | N/A |  |  |  | 0
D024 | 4 | 8 | Malcolm X E.S | 1351 Alabama Ave. SE | N/A | N/A | N/A | N/A | N/A | N/A | ? | School | N/A |  |  |  | 0
D025 | 4 | 8 | JOHNSON M.S | 1400 Bruce Pl. SE, Washington, DC 20020 | Onan |  |  |  | Natural Gas | N/A | 30 | School | Indoor |  |  |  | 0
D026 | 4 | 8 | Malcom X Green/Turner | 1500 Mississippi Ave SE, Washington, DC 20032 | Kohler | 30r0zj01 | 356060 | 228.2 | DIESEL | N/A | 35 | School | Outdoor |  |  |  | 0
D027 | 4 | 8 | ANACOSTIA Gen#1 outdoor | 1601 16th St. SE, Washington, DC 20020 | Generac | 14111610100 | 2114959 | 168.6 hours | DIESEL | 150 | 100 | School | Outdoor |  |  |  | 0
D029 | 4 | 8 | ANACOSTIA Gen#2 outdoor | 1601 16th St. SE, Washington, DC 20020 | Generac | 13174360200 | 2113306 | 154.5 hours | DIESEL | N/A | 300 | School | Indoor |  |  |  | 0
D030 | 4 | 8 | KRAMER | 1700 Q St. SE, Washington, DC 20020 | Kohler | 100R0ZJ81 | 32355B9 | 949.5 | DIESEL | N/A | 100 | School | Outdoor |  |  |  | 0
D031 | 2 | 8 | 1701-11 V St. S.E. | 1701-11 V St. SE. | N/A | N/A | N/A | N/A | N/A | N/A | N/A | N/A | N/A |  |  |  | 0
D032 | 4 | 8 | ORR | 2200 Minnesota Ave SE, Washington, DC 20020 | Onan | 300DDA-15R41379A | 74823049 | 723 | DIESEL | 15 | 30 | School | Indoor |  |  |  | 0
D033 | 2 | 8 | 2305 36th St. S.E. | 2305 36th St. S.E. | N/A | N/A | N/A | N/A | N/A | N/A | N/A | N/A | N/A |  |  |  | 0
D034 | 4 | 8 | WILKINSON | 2330 Pomeroy Rd SE | ONAN | N | N/A | N/A | Natural Gas | 275 | 30 | School |  |  |  |  | 0
D035 | 4 | 8 | SAVOY | 2400 Shannon Pl SE, Washington, DC 20020 | Kohler | 150ZRGB | 2237950 | 79.9 | Natural Gas | N/A | 150 | School | Outdoor |  |  |  | 0
D036 | 1 | 8 | DCFD Engine 32 | 2425 Irving Street SE | N/A | 2590750100 | N/A | N/A | Diesel | N/A | 15 | DCFEMS | N/A |  |  |  | 0
D037 | 1 | 8 | 7th District Police HQ | 2455 Alabama Avenue, SE, Washington, DC 20020 | MTU | DS00200D65PAK056 | 359-702-110513 | 77.3 hours | DIESEL | 180 | 200 | MPD Site | Indoor |  |  |  | 0
D038 | 2 | 8 | Naylor Road | 2601-2603 Naylor Rd. S.E | N/A | N/A | N/A | N/A | N/A | N/A | N/A | N/A | N/A |  |  |  | 0
D039 | 2 | 8 | 801 East Shelter | 2700 Martin Luther King Ave SE, Washington,DC 20032 | Caterpillar | 3406B/SR-4 | 6BA02865 | 0.5 | DIESEL | 1000 | 300 | Shelter | Outdoor |  |  |  | 0
D040 | 4 | 8 | STANTON | 2701 Naylor Rd NE,Washington,DC 20020 | Generac | N/A | N/A | N/A | DIESEL | 100 | 150 | School | Outdoor |  |  |  | 0
D041 | 1 | 8 | UCC Shelter | 2720 Martin Luther King Jr Ave SE | N/A | N/A | N/A | N/A | Natural Gas | N/A | N/A | DCFEMS | N/A |  |  |  | 0
D042 | 2 | 8 | St. Elizabeth | 2901 Robinson Pl, SE | N/A | N/A | N/A | N/A |  | N/A | N/A | DOC | N/A |  |  |  | 0
D043 | 1 | 8 | DCFD Engine 25 | 3203 Martin Luther King Ave, SE | Generac | 2590700100 |  |  | Diesel | N/A | 15 | DCFEMS |  |  |  |  | 0
D044 | 4 | 8 | Mary Church Terrel E.S | 3301 WHEELER RD. SE, Washington, DC 20032 | ONAN | 500ddb-15r/14589A | 1174893615 | 375 | DIESEL | 500 | 50 | School | Indoor |  |  |  | 0
D045 | 4 | 8 | BALLOU | 3401 4th St SE | NA |  |  |  | Natural Gas | 250 |  | School | NA |  |  |  | 0
D046 | 4 | 8 | Ferebee. HOPE | 3999 8th St SE | MAGNATEK |  |  |  | Natural Gas | N/A | 75 | School | Outdoor |  |  |  | 0
D047 | 4 | 8 | SIMON | 401 Mississippi Ave SE, Washington, DC 20032 | Olympian | D50P1 | E4968A/001 | 375 | DIESEL | 147 | 50 | School | Indoor |  |  |  | 0
D048 | 4 | 8 | HENDLEY | 425 Chesapeake St. SE, Washington, DC 20032 | Generac | 15737360300 | 8428381 | 0.5 | Natural Gas | 150 | 100 | School | Outdoor |  |  |  | 0
D049 | 4 | 8 | PATTERSON, WB | 4399 South Capitol Terrace SW, Washington, DC 20032 | Kohler | 50RG0ZJB | 788394 | 345.5 | DIESEL | 135 | 50 | School | Outdoor |  |  |  | 0
D050 | 1 | 8 | Recruiting | 4665 Blue Plains Drive SW, Washington, DC 20032 | Cummins | N/A | N/A | N/A | DIESEL | N/A | 100 | MPD site | outdoor |  |  |  | 0
D051 | 1 | 8 | Evidence Warehouse | 4665 Blue Plains Drive SW, Washington, DC 20032 | Kohler | 400RE-0ZDD | 2304834 | 239 hours | DIESEL | N/A | 405 | MPD site | outdoor |  |  |  | 0
D052 | 1 | 8 | Police Academy | 4665 Blue Plains Drive SW, Washington, DC 20032 | Tradewinds | TP60 | 5341/8210 | 5890 | DIESEL | 75/100 | 60 | MPD site | Outdoor |  |  |  | 0
D053 | 1 | 8 | ERT | 4665 Blue Plains Drive SW,Washington,DC 20032 | Cummins | DSHAD-7603765 | B090-234098 | 238.9 hours | DIESEL | N/A | 230 | MPD site | Outdoor |  |  |  | 0
D054 | 1 | 8 | Tactical Village | 4665 Blue Plains Drive SW,Washington,DC 20032 | Generac | N/A | N/A | N/A | Not Sure | N/A | 35 | MPD site | Outdoor |  |  |  | 0
D055 | 1 | 8 | Police Academy IAD/EPU Bomb Squad | 4665 Blue Plains Drive, SW | Cummins |  |  |  | DIESEL | N/A | 100 | MPD site | Outdoor |  |  |  | 0
D056 | 1 | 8 | Police Academy Annex | 4665 Blue Plains Drive, SW | Kohler | 20REOZJB | 2006255 | 492 | DIESEL | N/A | 26 | MPD site | Outdoor |  |  |  | 0
D057 | 1 | 8 | Bomb Squad gen.#2 | 4665 Blue Plains Drive, SW, Washington, DC 20032 | Cummins | 100DGDB-149 | H990970372 | 60.27 | DIESEL | N/A | 60-80 | MPD site | Outdoor |  |  |  | 0
D058 | 1 | 8 | Bomb Squad gen # 1 | 4665 Blue Plains Drive, SW, Washington, DC 20032 | TRITON | ILLEGIBLE | ILLEGIBLE | 60.27 | DIESEL | N/A | 117 | MPD site | Outdoor |  |  |  | 0
D059 | 4 | 8 | HART Middle School | 601 Mississippi Ave SE, Washington, DC 20032 | N/A | N/A | N/A | N/A | Natural Gas | N/A | N/A | School | N/A |  |  |  | 0
BASE YEAR GRAND TOTALS | [13 empty] | 0 | 0 | 0 | 0
OPTION YEAR ONE (1) ROUTINE SERVIDES RATE SDHEDULE
ROUTINE- SERVICE FIXED FULLY LOADED FLAT RATE
DLIN | PRIORITY | WARD | FACILITY | ADDRESS | GENERATOR TYPE/ATS LOCATION | MODEL # | SERIAL # | GENERATOR AGE/HRS | FUEL TYPE | FUEL TANK SIZE | KW | FACILITY TYPE | LOCATION | QUARTERLY | SEMI ANNUAL | ANNUAL | TOTALS
D1001 | 1 | 7 | 6th District Police HQ | 100 42nd Street, NE, Washington,DC 20019 | Onan | 1750-DYG15R | B780298022 | 697.6 hours | DIESEL | 100 | 175 | MPD Site | Indoor |  |  |  | 0
D1002 | 4 | 7 | R. HIGHLANDS | 1650 30th St SE,Washington,DC 20020 | Generac | 2432540100 | 2067586 | 114.3 | DIESEL | 193 | 100 | School | Indoor |  |  |  | 0
D1003 | 1 | 7 | 6th District Police Sub Station | 2701 Pennsylvania Avenue SE,Washington,DC 20020 | Tradewinds | TP60 | 5341-8214 | 1442.0 hours | DIESEL | N/A | 60 | MPD Site | Outdoor |  |  |  | 0
D1004 | 1 | 7 | DCFD Engine 19 | 2813 Pennsylvania Ave SE | Generac | 2593620100 |  |  | Diesel | N/A | 15 | DCFEMS |  |  |  |  | 0
D1005 | 3 | 7 | Washington Seniors Wellness Center | 3001 Alabama Ave. S.E. | Generac | 92A 04546 S. Type Soo20_S364.3018CBYYO |  |  |  | N/A |  | DPR |  |  |  |  | 0
D1006 | 2 | 7 | Therapeutic Recreation Center | 3030 G Street SE,Washington,DC 20019 | Onan | 300DDA-15R161628 | UNREADABLE | 158 | Natural Gas | 500 | 15 | DPR | Indoor |  |  |  | 0
D1007 | 4 | 7 | WINSTON | 3100 Erie St SE, Washington, DC 20020 | Coleman | CP75 | 3503 | 0 | Diesel | 75 | 75 | School | Outdoor |  |  |  | 0
D1008 | 2 | 7 | 342 37th St. Shelter | 342 37th Street | NA | NA | NA | NA | NA | NA | NA | NA | NA |  |  |  | 0
D1009 | 4 | 7 | SOUSA MS | 3650 Ely Pl SE,Washington,DC 20019 | Kohler | 3D0RE0ZV | 2126136 | 289 | DIESEL | 175 | 300 | School |  |  |  |  | 0
D1010 | 5 | 7 | East River Park | 3919 Benning Rd. NE | N/A | N/A | N/A | N/A | Diesel | 5000 | N/A | Municipal | N/A |  |  |  | 0
D1011 | 4 | 7 | RIVER TERRACE | 420 34th St. NE | Generac | N/A | N/A | N/A | Natural Gas | 250 | 40 | School |  |  |  |  | 0
D1012 | 1 | 7 | DCFD Engine 27 | 4201 Minnesota Ave NE | Generac | 2594090100 |  |  | Diesel | N/A | 10 | DCFEMS |  |  |  |  | 0
D1013 | 4 | 7 | OUC F. JOHNSON | 4650 Benning Rd. SE | KOHLER | KW |  |  | Natural Gas | 200 | 175 | School | Indoor |  |  |  | 0
D1014 | 4 | 7 | Fletcher Johnson | 4650 Benning rd., SE | N/A | N/A | N/A | N/A | Natural Gas | 200 | N/A | School | N/A |  |  |  | 0
D1015 | 1 | 7 | DCFD Engine 30 | 50 49th Street NE | Generac | 2590710100 |  |  | Diesel | N/A | 15 | DCFEMS |  |  |  |  | 0
D1016 | 4 | 7 | HD WOODSON | 540 55th St NE, Washington, DC 20002 | Generac | 12474220200 | 2108532 | 151.7 | DIESEL | 500 | 500 | School | Outdoor |  |  |  | 0
D1017 | 4 | 7 | EVANS | 5600 E Capitol St NE, Washington, DC 20019 | Kohler | 250RE0ZJE | GM66100-GA5 | 43 hours | DIESEL | 275 | 250 | School | Outdoor |  |  |  | 0
D1018 | 4 | 7 | SHADD | 5601 E. CAPITOL ST SE, Washington, DC 20019 | Kohler | 30ROZJ81 | 362902 | 386 | DIESEL | 275 | 40 | School | Outdoor |  |  |  | 0
D1019 | 4 | 7 | THOMAS E.S. | 650 Anacostia Ave., NE | ONAN |  |  |  |  | N/A | 360 | School | N/A |  |  |  | 0
D1020 | 4 | 7 | BURRVILLE | 801 Division Ave. NE, Washington, DC 20019 | IDE | 55JD414 | 77698 | 364.2 hours | DIESEL | 250 | 50 | School | Indoor |  |  |  | 0
D1021 | 1 | 8 | DCFD Engine 33 | 101 Atlantic Street SE | Generac | 2594480100 |  |  | Diesel | N/A | 30 | DCFEMS |  |  |  |  | 0
D1022 | 2 | 8 | 107 Wayne Place S.E. | 107 Wayne Place S.E. | N/A | N/A | N/A | N/A | N/A | N/A | N/A | N/A | N/A |  |  |  | 0
D1023 | 2 | 8 | 117 Wayne Place S.E. | 117 Wayne Place S.E. | N/A | N/A | N/A | N/A | N/A | N/A | N/A | N/A | N/A |  |  |  | 0
D1024 | 4 | 8 | Malcolm X E.S | 1351 Alabama Ave. SE | N/A | N/A | N/A | N/A | N/A | N/A | ? | School | N/A |  |  |  | 0
D1025 | 4 | 8 | JOHNSON M.S | 1400 Bruce Pl. SE, Washington, DC 20020 | Onan |  |  |  | Natural Gas | N/A | 30 | School | Indoor |  |  |  | 0
D1026 | 4 | 8 | Malcom X Green/Turner | 1500 Mississippi Ave SE, Washington, DC 20032 | Kohler | 30r0zj01 | 356060 | 228.2 | DIESEL | N/A | 35 | School | Outdoor |  |  |  | 0
D1027 | 4 | 8 | ANACOSTIA Gen#1 outdoor | 1601 16th St. SE, Washington, DC 20020 | Generac | 14111610100 | 2114959 | 168.6 hours | DIESEL | 150 | 100 | School | Outdoor |  |  |  | 0
D1028 | 4 | 8 | ANACOSTIA Gen#2 outdoor | 1601 16th St. SE, Washington, DC 20020 | Generac | 13174360200 | 2113306 | 154.5 hours | DIESEL | N/A | 300 | School | Indoor |  |  |  | 0
D1029 | 4 | 8 | KRAMER | 1700 Q St. SE, Washington, DC 20020 | Kohler | 100R0ZJ81 | 32355B9 | 949.5 | DIESEL | N/A | 100 | School | Outdoor |  |  |  | 0
D1030 | 2 | 8 | 1701-11 V St. S.E. | 1701-11 V St. SE. | N/A | N/A | N/A | N/A | N/A | N/A | N/A | N/A | N/A |  |  |  | 0
D1031 | 4 | 8 | ORR | 2200 Minnesota Ave SE, Washington, DC 20020 | Onan | 300DDA-15R41379A | 74823049 | 723 | DIESEL | 15 | 30 | School | Indoor |  |  |  | 0
D1032 | 2 | 8 | 2305 36th St. S.E. | 2305 36th St. S.E. | N/A | N/A | N/A | N/A | N/A | N/A | N/A | N/A | N/A |  |  |  | 0
D1033 | 4 | 8 | WILKINSON | 2330 Pomeroy Rd SE | ONAN | N | N/A | N/A | Natural Gas | 275 | 30 | School |  |  |  |  | 0
D1034 | 4 | 8 | SAVOY | 2400 Shannon Pl SE, Washington, DC 20020 | Kohler | 150ZRGB | 2237950 | 79.9 | Natural Gas | N/A | 150 | School | Outdoor |  |  |  | 0
D1035 | 1 | 8 | DCFD Engine 32 | 2425 Irving Street SE | N/A | 2590750100 | N/A | N/A | Diesel | N/A | 15 | DCFEMS | N/A |  |  |  | 0
D1036 | 1 | 8 | 7th District Police HQ | 2455 Alabama Avenue, SE, Washington, DC 20020 | MTU | DS00200D65PAK056 | 359-702-110513 | 77.3 hours | DIESEL | 180 | 200 | MPD Site | Indoor |  |  |  | 0
D1037 | 2 | 8 | Naylor Road | 2601-2603 Naylor Rd. S.E | N/A | N/A | N/A | N/A | N/A | N/A | N/A | N/A | N/A |  |  |  | 0
D1038 | 2 | 8 | 801 East Shelter | 2700 Martin Luther King Ave SE, Washington,DC 20032 | Caterpillar | 3406B/SR-4 | 6BA02865 | 0.5 | DIESEL | 1000 | 300 | Shelter | Outdoor |  |  |  | 0
D1039 | 4 | 8 | STANTON | 2701 Naylor Rd NE,Washington,DC 20020 | Generac | N/A | N/A | N/A | DIESEL | 100 | 150 | School | Outdoor |  |  |  | 0
D1040 | 1 | 8 | UCC Shelter | 2720 Martin Luther King Jr Ave SE | N/A | N/A | N/A | N/A | Natural Gas | N/A | N/A | DCFEMS | N/A |  |  |  | 0
D1041 | 2 | 8 | St. Elizabeth | 2901 Robinson Pl, SE | N/A | N/A | N/A | N/A |  | N/A | N/A | DOC | N/A |  |  |  | 0
D1042 | 1 | 8 | DCFD Engine 25 | 3203 Martin Luther King Ave, SE | Generac | 2590700100 |  |  | Diesel | N/A | 15 | DCFEMS |  |  |  |  | 0
D1043 | 4 | 8 | Mary Church Terrel E.S | 3301 WHEELER RD. SE, Washington, DC 20032 | ONAN | 500ddb-15r/14589A | 1174893615 | 375 | DIESEL | 500 | 50 | School | Indoor |  |  |  | 0
D1044 | 4 | 8 | BALLOU | 3401 4th St SE | NA |  |  |  | Natural Gas | 250 |  | School | NA |  |  |  | 0
D1045 | 4 | 8 | Ferebee. HOPE | 3999 8th St SE | MAGNATEK |  |  |  | Natural Gas | N/A | 75 | School | Outdoor |  |  |  | 0
D1046 | 4 | 8 | SIMON | 401 Mississippi Ave SE, Washington, DC 20032 | Olympian | D50P1 | E4968A/001 | 375 | DIESEL | 147 | 50 | School | Indoor |  |  |  | 0
D1047 | 4 | 8 | HENDLEY | 425 Chesapeake St. SE, Washington, DC 20032 | Generac | 15737360300 | 8428381 | 0.5 | Natural Gas | 150 | 100 | School | Outdoor |  |  |  | 0
D1048 | 4 | 8 | PATTERSON, WB | 4399 South Capitol Terrace SW, Washington, DC 20032 | Kohler | 50RG0ZJB | 788394 | 345.5 | DIESEL | 135 | 50 | School | Outdoor |  |  |  | 0
D1049 | 1 | 8 | Recruiting | 4665 Blue Plains Drive SW, Washington, DC 20032 | Cummins | N/A | N/A | N/A | DIESEL | N/A | 100 | MPD site | outdoor |  |  |  | 0
D1050 | 1 | 8 | Evidence Warehouse | 4665 Blue Plains Drive SW, Washington, DC 20032 | Kohler | 400RE-0ZDD | 2304834 | 239 hours | DIESEL | N/A | 405 | MPD site | outdoor |  |  |  | 0
D1051 | 1 | 8 | Police Academy | 4665 Blue Plains Drive SW, Washington, DC 20032 | Tradewinds | TP60 | 5341/8210 | 5890 | DIESEL | 75/100 | 60 | MPD site | Outdoor |  |  |  | 0
D1052 | 1 | 8 | ERT | 4665 Blue Plains Drive SW,Washington,DC 20032 | Cummins | DSHAD-7603765 | B090-234098 | 238.9 hours | DIESEL | N/A | 230 | MPD site | Outdoor |  |  |  | 0
D1053 | 1 | 8 | Tactical Village | 4665 Blue Plains Drive SW,Washington,DC 20032 | Generac | N/A | N/A | N/A | Not Sure | N/A | 35 | MPD site | Outdoor |  |  |  | 0
D1054 | 1 | 8 | Police Academy IAD/EPU Bomb Squad | 4665 Blue Plains Drive, SW | Cummins |  |  |  | DIESEL | N/A | 100 | MPD site | Outdoor |  |  |  | 0
D1055 | 1 | 8 | Police Academy Annex | 4665 Blue Plains Drive, SW | Kohler | 20REOZJB | 2006255 | 492 | DIESEL | N/A | 26 | MPD site | Outdoor |  |  |  | 0
D1056 | 1 | 8 | Bomb Squad gen.#2 | 4665 Blue Plains Drive, SW, Washington, DC 20032 | Cummins | 100DGDB-149 | H990970372 | 60.27 | DIESEL | N/A | 60-80 | MPD site | Outdoor |  |  |  | 0
D1057 | 1 | 8 | Bomb Squad gen # 1 | 4665 Blue Plains Drive, SW, Washington, DC 20032 | TRITON | ILLEGIBLE | ILLEGIBLE | 60.27 | DIESEL | N/A | 117 | MPD site | Outdoor |  |  |  | 0
D1058 | 4 | 8 | HART Middle School | 601 Mississippi Ave SE, Washington, DC 20032 | N/A | N/A | N/A | N/A | Natural Gas | N/A | N/A | School | N/A |  |  |  | 0
OPTION YEAR ONE (1) GRAND TOTALS | [13 empty] | 0 | 0 | 0 | 0
OPTION YEAR TWO (2) ROUTINE SERVIDES RATE SDHEDULE | OPTION YEAR TWO (2) SERVICE RATE SCHEDULE
ROUTINE- SERVICE FIXED FULLY LOADED FLAT RATE
DLIN | PRIORITY | WARD | FACILITY | ADDRESS | GENERATOR TYPE/ATS LOCATION | MODEL # | SERIAL # | GENERATOR AGE/HRS | FUEL TYPE | FUEL TANK SIZE | KW | FACILITY TYPE | LOCATION | QUARTERLY | SEMI ANNUAL | ANNUAL | TOTALS
D2001 | 1 | 7 | 6th District Police HQ | 100 42nd Street, NE, Washington,DC 20019 | Onan | 1750-DYG15R | B780298022 | 697.6 hours | DIESEL | 100 | 175 | MPD Site | Indoor |  |  |  | 0
D2002 | 4 | 7 | R. HIGHLANDS | 1650 30th St SE,Washington,DC 20020 | Generac | 2432540100 | 2067586 | 114.3 | DIESEL | 193 | 100 | School | Indoor |  |  |  | 0
D2003 | 1 | 7 | 6th District Police Sub Station | 2701 Pennsylvania Avenue SE,Washington,DC 20020 | Tradewinds | TP60 | 5341-8214 | 1442.0 hours | DIESEL | N/A | 60 | MPD Site | Outdoor |  |  |  | 0
D2004 | 1 | 7 | DCFD Engine 19 | 2813 Pennsylvania Ave SE | Generac | 2593620100 |  |  | Diesel | N/A | 15 | DCFEMS |  |  |  |  | 0
D2005 | 3 | 7 | Washington Seniors Wellness Center | 3001 Alabama Ave. S.E. | Generac | 92A 04546 S. Type Soo20_S364.3018CBYYO |  |  |  | N/A |  | DPR |  |  |  |  | 0
D2006 | 2 | 7 | Therapeutic Recreation Center | 3030 G Street SE,Washington,DC 20019 | Onan | 300DDA-15R161628 | UNREADABLE | 158 | Natural Gas | 500 | 15 | DPR | Indoor |  |  |  | 0
D2007 | 4 | 7 | WINSTON | 3100 Erie St SE, Washington, DC 20020 | Coleman | CP75 | 3503 | 0 | Diesel | 75 | 75 | School | Outdoor |  |  |  | 0
D2008 | 2 | 7 | 342 37th St. Shelter | 342 37th Street | NA | NA | NA | NA | NA | NA | NA | NA | NA |  |  |  | 0
D2009 | 4 | 7 | SOUSA MS | 3650 Ely Pl SE,Washington,DC 20019 | Kohler | 3D0RE0ZV | 2126136 | 289 | DIESEL | 175 | 300 | School |  |  |  |  | 0
D2020 | 5 | 7 | East River Park | 3919 Benning Rd. NE | N/A | N/A | N/A | N/A | Diesel | 5000 | N/A | Municipal | N/A |  |  |  | 0
D2011 | 4 | 7 | RIVER TERRACE | 420 34th St. NE | Generac | N/A | N/A | N/A | Natural Gas | 250 | 40 | School |  |  |  |  | 0
D2012 | 1 | 7 | DCFD Engine 27 | 4201 Minnesota Ave NE | Generac | 2594090100 |  |  | Diesel | N/A | 10 | DCFEMS |  |  |  |  | 0
D2013 | 4 | 7 | OUC F. JOHNSON | 4650 Benning Rd. SE | KOHLER | KW |  |  | Natural Gas | 200 | 175 | School | Indoor |  |  |  | 0
D2014 | 4 | 7 | Fletcher Johnson | 4650 Benning rd., SE | N/A | N/A | N/A | N/A | Natural Gas | 200 | N/A | School | N/A |  |  |  | 0
D2015 | 1 | 7 | DCFD Engine 30 | 50 49th Street NE | Generac | 2590710100 |  |  | Diesel | N/A | 15 | DCFEMS |  |  |  |  | 0
D2016 | 4 | 7 | HD WOODSON | 540 55th St NE, Washington, DC 20002 | Generac | 12474220200 | 2108532 | 151.7 | DIESEL | 500 | 500 | School | Outdoor |  |  |  | 0
D2017 | 4 | 7 | EVANS | 5600 E Capitol St NE, Washington, DC 20019 | Kohler | 250RE0ZJE | GM66100-GA5 | 43 hours | DIESEL | 275 | 250 | School | Outdoor |  |  |  | 0
D2018 | 4 | 7 | SHADD | 5601 E. CAPITOL ST SE, Washington, DC 20019 | Kohler | 30ROZJ81 | 362902 | 386 | DIESEL | 275 | 40 | School | Outdoor |  |  |  | 0
D2019 | 4 | 7 | THOMAS E.S. | 650 Anacostia Ave., NE | ONAN |  |  |  |  | N/A | 360 | School | N/A |  |  |  | 0
D2020 | 4 | 7 | BURRVILLE | 801 Division Ave. NE, Washington, DC 20019 | IDE | 55JD414 | 77698 | 364.2 hours | DIESEL | 250 | 50 | School | Indoor |  |  |  | 0
D2021 | 1 | 8 | DCFD Engine 33 | 101 Atlantic Street SE | Generac | 2594480100 |  |  | Diesel | N/A | 30 | DCFEMS |  |  |  |  | 0
D2022 | 2 | 8 | 107 Wayne Place S.E. | 107 Wayne Place S.E. | N/A | N/A | N/A | N/A | N/A | N/A | N/A | N/A | N/A |  |  |  | 0
D2023 | 2 | 8 | 117 Wayne Place S.E. | 117 Wayne Place S.E. | N/A | N/A | N/A | N/A | N/A | N/A | N/A | N/A | N/A |  |  |  | 0
D2024 | 4 | 8 | Malcolm X E.S | 1351 Alabama Ave. SE | N/A | N/A | N/A | N/A | N/A | N/A | ? | School | N/A |  |  |  | 0
D2025 | 4 | 8 | JOHNSON M.S | 1400 Bruce Pl. SE, Washington, DC 20020 | Onan |  |  |  | Natural Gas | N/A | 30 | School | Indoor |  |  |  | 0
D2026 | 4 | 8 | Malcom X Green/Turner | 1500 Mississippi Ave SE, Washington, DC 20032 | Kohler | 30r0zj01 | 356060 | 228.2 | DIESEL | N/A | 35 | School | Outdoor |  |  |  | 0
D2027 | 4 | 8 | ANACOSTIA Gen#1 outdoor | 1601 16th St. SE, Washington, DC 20020 | Generac | 14111610100 | 2114959 | 168.6 hours | DIESEL | 150 | 100 | School | Outdoor |  |  |  | 0
D2028 | 4 | 8 | ANACOSTIA Gen#2 outdoor | 1601 16th St. SE, Washington, DC 20020 | Generac | 13174360200 | 2113306 | 154.5 hours | DIESEL | N/A | 300 | School | Indoor |  |  |  | 0
D2029 | 4 | 8 | KRAMER | 1700 Q St. SE, Washington, DC 20020 | Kohler | 100R0ZJ81 | 32355B9 | 949.5 | DIESEL | N/A | 100 | School | Outdoor |  |  |  | 0
D2030 | 2 | 8 | 1701-11 V St. S.E. | 1701-11 V St. SE. | N/A | N/A | N/A | N/A | N/A | N/A | N/A | N/A | N/A |  |  |  | 0
D2031 | 4 | 8 | ORR | 2200 Minnesota Ave SE, Washington, DC 20020 | Onan | 300DDA-15R41379A | 74823049 | 723 | DIESEL | 15 | 30 | School | Indoor |  |  |  | 0
D2032 | 2 | 8 | 2305 36th St. S.E. | 2305 36th St. S.E. | N/A | N/A | N/A | N/A | N/A | N/A | N/A | N/A | N/A |  |  |  | 0
D2033 | 4 | 8 | WILKINSON | 2330 Pomeroy Rd SE | ONAN | N | N/A | N/A | Natural Gas | 275 | 30 | School |  |  |  |  | 0
D2034 | 4 | 8 | SAVOY | 2400 Shannon Pl SE, Washington, DC 20020 | Kohler | 150ZRGB | 2237950 | 79.9 | Natural Gas | N/A | 150 | School | Outdoor |  |  |  | 0
D2035 | 1 | 8 | DCFD Engine 32 | 2425 Irving Street SE | N/A | 2590750100 | N/A | N/A | Diesel | N/A | 15 | DCFEMS | N/A |  |  |  | 0
D2036 | 1 | 8 | 7th District Police HQ | 2455 Alabama Avenue, SE, Washington, DC 20020 | MTU | DS00200D65PAK056 | 359-702-110513 | 77.3 hours | DIESEL | 180 | 200 | MPD Site | Indoor |  |  |  | 0
D2037 | 2 | 8 | Naylor Road | 2601-2603 Naylor Rd. S.E | N/A | N/A | N/A | N/A | N/A | N/A | N/A | N/A | N/A |  |  |  | 0
D2038 | 2 | 8 | 801 East Shelter | 2700 Martin Luther King Ave SE, Washington,DC 20032 | Caterpillar | 3406B/SR-4 | 6BA02865 | 0.5 | DIESEL | 1000 | 300 | Shelter | Outdoor |  |  |  | 0
D2039 | 4 | 8 | STANTON | 2701 Naylor Rd NE,Washington,DC 20020 | Generac | N/A | N/A | N/A | DIESEL | 100 | 150 | School | Outdoor |  |  |  | 0
D2040 | 1 | 8 | UCC Shelter | 2720 Martin Luther King Jr Ave SE | N/A | N/A | N/A | N/A | Natural Gas | N/A | N/A | DCFEMS | N/A |  |  |  | 0
D2041 | 2 | 8 | St. Elizabeth | 2901 Robinson Pl, SE | N/A | N/A | N/A | N/A |  | N/A | N/A | DOC | N/A |  |  |  | 0
D2042 | 1 | 8 | DCFD Engine 25 | 3203 Martin Luther King Ave, SE | Generac | 2590700100 |  |  | Diesel | N/A | 15 | DCFEMS |  |  |  |  | 0
D2043 | 4 | 8 | Mary Church Terrel E.S | 3301 WHEELER RD. SE, Washington, DC 20032 | ONAN | 500ddb-15r/14589A | 1174893615 | 375 | DIESEL | 500 | 50 | School | Indoor |  |  |  | 0
D2044 | 4 | 8 | BALLOU | 3401 4th St SE | NA |  |  |  | Natural Gas | 250 |  | School | NA |  |  |  | 0
D2045 | 4 | 8 | Ferebee. HOPE | 3999 8th St SE | MAGNATEK |  |  |  | Natural Gas | N/A | 75 | School | Outdoor |  |  |  | 0
D2046 | 4 | 8 | SIMON | 401 Mississippi Ave SE, Washington, DC 20032 | Olympian | D50P1 | E4968A/001 | 375 | DIESEL | 147 | 50 | School | Indoor |  |  |  | 0
D2047 | 4 | 8 | HENDLEY | 425 Chesapeake St. SE, Washington, DC 20032 | Generac | 15737360300 | 8428381 | 0.5 | Natural Gas | 150 | 100 | School | Outdoor |  |  |  | 0
D2048 | 4 | 8 | PATTERSON, WB | 4399 South Capitol Terrace SW, Washington, DC 20032 | Kohler | 50RG0ZJB | 788394 | 345.5 | DIESEL | 135 | 50 | School | Outdoor |  |  |  | 0
D2049 | 1 | 8 | Recruiting | 4665 Blue Plains Drive SW, Washington, DC 20032 | Cummins | N/A | N/A | N/A | DIESEL | N/A | 100 | MPD site | outdoor |  |  |  | 0
D2050 | 1 | 8 | Evidence Warehouse | 4665 Blue Plains Drive SW, Washington, DC 20032 | Kohler | 400RE-0ZDD | 2304834 | 239 hours | DIESEL | N/A | 405 | MPD site | outdoor |  |  |  | 0
D2051 | 1 | 8 | Police Academy | 4665 Blue Plains Drive SW, Washington, DC 20032 | Tradewinds | TP60 | 5341/8210 | 5890 | DIESEL | 75/100 | 60 | MPD site | Outdoor |  |  |  | 0
D2052 | 1 | 8 | ERT | 4665 Blue Plains Drive SW,Washington,DC 20032 | Cummins | DSHAD-7603765 | B090-234098 | 238.9 hours | DIESEL | N/A | 230 | MPD site | Outdoor |  |  |  | 0
D2053 | 1 | 8 | Tactical Village | 4665 Blue Plains Drive SW,Washington,DC 20032 | Generac | N/A | N/A | N/A | Not Sure | N/A | 35 | MPD site | Outdoor |  |  |  | 0
D2054 | 1 | 8 | Police Academy IAD/EPU Bomb Squad | 4665 Blue Plains Drive, SW | Cummins |  |  |  | DIESEL | N/A | 100 | MPD site | Outdoor |  |  |  | 0
D2055 | 1 | 8 | Police Academy Annex | 4665 Blue Plains Drive, SW | Kohler | 20REOZJB | 2006255 | 492 | DIESEL | N/A | 26 | MPD site | Outdoor |  |  |  | 0
D2056 | 1 | 8 | Bomb Squad gen.#2 | 4665 Blue Plains Drive, SW, Washington, DC 20032 | Cummins | 100DGDB-149 | H990970372 | 60.27 | DIESEL | N/A | 60-80 | MPD site | Outdoor |  |  |  | 0
D2057 | 1 | 8 | Bomb Squad gen # 1 | 4665 Blue Plains Drive, SW, Washington, DC 20032 | TRITON | ILLEGIBLE | ILLEGIBLE | 60.27 | DIESEL | N/A | 117 | MPD site | Outdoor |  |  |  | 0
D2058 | 4 | 8 | HART Middle School | 601 Mississippi Ave SE, Washington, DC 20032 | N/A | N/A | N/A | N/A | Natural Gas | N/A | N/A | School | N/A |  |  |  | 0
OPTION YEAR TWO (2) GRAND TOTALS | [13 empty] | 0 | 0 | 0 | 0
OPTION YEAR THREE (3) ROUTINE SERVIDES RATE SDHEDULE
ROUTINE- SERVICE FIXED FULLY LOADED FLAT RATE
DLIN | PRIORITY | WARD | FACILITY | ADDRESS | GENERATOR TYPE/ATS LOCATION | MODEL # | SERIAL # | GENERATOR AGE/HRS | FUEL TYPE | FUEL TANK SIZE | KW | FACILITY TYPE | LOCATION | QUARTERLY | SEMI ANNUAL | ANNUAL | TOTALS
D3001 | 1 | 7 | 6th District Police HQ | 100 42nd Street, NE, Washington,DC 20019 | Onan | 1750-DYG15R | B780298022 | 697.6 hours | DIESEL | 100 | 175 | MPD Site | Indoor |  |  |  | 0
D3002 | 4 | 7 | R. HIGHLANDS | 1650 30th St SE,Washington,DC 20020 | Generac | 2432540100 | 2067586 | 114.3 | DIESEL | 193 | 100 | School | Indoor |  |  |  | 0
D3003 | 1 | 7 | 6th District Police Sub Station | 2701 Pennsylvania Avenue SE,Washington,DC 20020 | Tradewinds | TP60 | 5341-8214 | 1442.0 hours | DIESEL | N/A | 60 | MPD Site | Outdoor |  |  |  | 0
D3004 | 1 | 7 | DCFD Engine 19 | 2813 Pennsylvania Ave SE | Generac | 2593620100 |  |  | Diesel | N/A | 15 | DCFEMS |  |  |  |  | 0
D3005 | 3 | 7 | Washington Seniors Wellness Center | 3001 Alabama Ave. S.E. | Generac | 92A 04546 S. Type Soo20_S364.3018CBYYO |  |  |  | N/A |  | DPR |  |  |  |  | 0
D3006 | 2 | 7 | Therapeutic Recreation Center | 3030 G Street SE,Washington,DC 20019 | Onan | 300DDA-15R161628 | UNREADABLE | 158 | Natural Gas | 500 | 15 | DPR | Indoor |  |  |  | 0
D3007 | 4 | 7 | WINSTON | 3100 Erie St SE, Washington, DC 20020 | Coleman | CP75 | 3503 | 0 | Diesel | 75 | 75 | School | Outdoor |  |  |  | 0
D3008 | 2 | 7 | 342 37th St. Shelter | 342 37th Street | NA | NA | NA | NA | NA | NA | NA | NA | NA |  |  |  | 0
D3009 | 4 | 7 | SOUSA MS | 3650 Ely Pl SE,Washington,DC 20019 | Kohler | 3D0RE0ZV | 2126136 | 289 | DIESEL | 175 | 300 | School |  |  |  |  | 0
D3030 | 5 | 7 | East River Park | 3919 Benning Rd. NE | N/A | N/A | N/A | N/A | Diesel | 5000 | N/A | Municipal | N/A |  |  |  | 0
D3011 | 4 | 7 | RIVER TERRACE | 420 34th St. NE | Generac | N/A | N/A | N/A | Natural Gas | 250 | 40 | School |  |  |  |  | 0
D3012 | 1 | 7 | DCFD Engine 27 | 4201 Minnesota Ave NE | Generac | 2594090100 |  |  | Diesel | N/A | 10 | DCFEMS |  |  |  |  | 0
D3013 | 4 | 7 | OUC F. JOHNSON | 4650 Benning Rd. SE | KOHLER | KW |  |  | Natural Gas | 200 | 175 | School | Indoor |  |  |  | 0
D3014 | 4 | 7 | Fletcher Johnson | 4650 Benning rd., SE | N/A | N/A | N/A | N/A | Natural Gas | 200 | N/A | School | N/A |  |  |  | 0
D3015 | 1 | 7 | DCFD Engine 30 | 50 49th Street NE | Generac | 2590710100 |  |  | Diesel | N/A | 15 | DCFEMS |  |  |  |  | 0
D3016 | 4 | 7 | HD WOODSON | 540 55th St NE, Washington, DC 20002 | Generac | 12474220200 | 2108532 | 151.7 | DIESEL | 500 | 500 | School | Outdoor |  |  |  | 0
D3017 | 4 | 7 | EVANS | 5600 E Capitol St NE, Washington, DC 20019 | Kohler | 250RE0ZJE | GM66100-GA5 | 43 hours | DIESEL | 275 | 250 | School | Outdoor |  |  |  | 0
D3018 | 4 | 7 | SHADD | 5601 E. CAPITOL ST SE, Washington, DC 20019 | Kohler | 30ROZJ81 | 362902 | 386 | DIESEL | 275 | 40 | School | Outdoor |  |  |  | 0
D3019 | 4 | 7 | THOMAS E.S. | 650 Anacostia Ave., NE | ONAN |  |  |  |  | N/A | 360 | School | N/A |  |  |  | 0
D3020 | 4 | 7 | BURRVILLE | 801 Division Ave. NE, Washington, DC 20019 | IDE | 55JD414 | 77698 | 364.2 hours | DIESEL | 250 | 50 | School | Indoor |  |  |  | 0
D3021 | 1 | 8 | DCFD Engine 33 | 101 Atlantic Street SE | Generac | 2594480100 |  |  | Diesel | N/A | 30 | DCFEMS |  |  |  |  | 0
D3022 | 2 | 8 | 107 Wayne Place S.E. | 107 Wayne Place S.E. | N/A | N/A | N/A | N/A | N/A | N/A | N/A | N/A | N/A |  |  |  | 0
D3023 | 2 | 8 | 117 Wayne Place S.E. | 117 Wayne Place S.E. | N/A | N/A | N/A | N/A | N/A | N/A | N/A | N/A | N/A |  |  |  | 0
D3024 | 4 | 8 | Malcolm X E.S | 1351 Alabama Ave. SE | N/A | N/A | N/A | N/A | N/A | N/A | ? | School | N/A |  |  |  | 0
D3025 | 4 | 8 | JOHNSON M.S | 1400 Bruce Pl. SE, Washington, DC 20020 | Onan |  |  |  | Natural Gas | N/A | 30 | School | Indoor |  |  |  | 0
D3026 | 4 | 8 | Malcom X Green/Turner | 1500 Mississippi Ave SE, Washington, DC 20032 | Kohler | 30r0zj01 | 356060 | 228.2 | DIESEL | N/A | 35 | School | Outdoor |  |  |  | 0
D3027 | 4 | 8 | ANACOSTIA Gen#1 outdoor | 1601 16th St. SE, Washington, DC 20020 | Generac | 14111610100 | 2114959 | 168.6 hours | DIESEL | 150 | 100 | School | Outdoor |  |  |  | 0
D3028 | 4 | 8 | ANACOSTIA Gen#2 outdoor | 1601 16th St. SE, Washington, DC 20020 | Generac | 13174360200 | 2113306 | 154.5 hours | DIESEL | N/A | 300 | School | Indoor |  |  |  | 0
D3029 | 4 | 8 | KRAMER | 1700 Q St. SE, Washington, DC 20020 | Kohler | 100R0ZJ81 | 32355B9 | 949.5 | DIESEL | N/A | 100 | School | Outdoor |  |  |  | 0
D3030 | 2 | 8 | 1701-11 V St. S.E. | 1701-11 V St. SE. | N/A | N/A | N/A | N/A | N/A | N/A | N/A | N/A | N/A |  |  |  | 0
D3031 | 4 | 8 | ORR | 2200 Minnesota Ave SE, Washington, DC 20020 | Onan | 300DDA-15R41379A | 74823049 | 723 | DIESEL | 15 | 30 | School | Indoor |  |  |  | 0
D3032 | 2 | 8 | 2305 36th St. S.E. | 2305 36th St. S.E. | N/A | N/A | N/A | N/A | N/A | N/A | N/A | N/A | N/A |  |  |  | 0
D3033 | 4 | 8 | WILKINSON | 2330 Pomeroy Rd SE | ONAN | N | N/A | N/A | Natural Gas | 275 | 30 | School |  |  |  |  | 0
D3034 | 4 | 8 | SAVOY | 2400 Shannon Pl SE, Washington, DC 20020 | Kohler | 150ZRGB | 2237950 | 79.9 | Natural Gas | N/A | 150 | School | Outdoor |  |  |  | 0
D3035 | 1 | 8 | DCFD Engine 32 | 2425 Irving Street SE | N/A | 2590750100 | N/A | N/A | Diesel | N/A | 15 | DCFEMS | N/A |  |  |  | 0
D3036 | 1 | 8 | 7th District Police HQ | 2455 Alabama Avenue, SE, Washington, DC 20020 | MTU | DS00200D65PAK056 | 359-702-110513 | 77.3 hours | DIESEL | 180 | 200 | MPD Site | Indoor |  |  |  | 0
D3037 | 2 | 8 | Naylor Road | 2601-2603 Naylor Rd. S.E | N/A | N/A | N/A | N/A | N/A | N/A | N/A | N/A | N/A |  |  |  | 0
D3038 | 2 | 8 | 801 East Shelter | 2700 Martin Luther King Ave SE, Washington,DC 20032 | Caterpillar | 3406B/SR-4 | 6BA02865 | 0.5 | DIESEL | 1000 | 300 | Shelter | Outdoor |  |  |  | 0
D3039 | 4 | 8 | STANTON | 2701 Naylor Rd NE,Washington,DC 20020 | Generac | N/A | N/A | N/A | DIESEL | 100 | 150 | School | Outdoor |  |  |  | 0
D3040 | 1 | 8 | UCC Shelter | 2720 Martin Luther King Jr Ave SE | N/A | N/A | N/A | N/A | Natural Gas | N/A | N/A | DCFEMS | N/A |  |  |  | 0
D3041 | 2 | 8 | St. Elizabeth | 2901 Robinson Pl, SE | N/A | N/A | N/A | N/A |  | N/A | N/A | DOC | N/A |  |  |  | 0
D3042 | 1 | 8 | DCFD Engine 25 | 3203 Martin Luther King Ave, SE | Generac | 2590700100 |  |  | Diesel | N/A | 15 | DCFEMS |  |  |  |  | 0
D3043 | 4 | 8 | Mary Church Terrel E.S | 3301 WHEELER RD. SE, Washington, DC 20032 | ONAN | 500ddb-15r/14589A | 1174893615 | 375 | DIESEL | 500 | 50 | School | Indoor |  |  |  | 0
D3044 | 4 | 8 | BALLOU | 3401 4th St SE | NA |  |  |  | Natural Gas | 250 |  | School | NA |  |  |  | 0
D3045 | 4 | 8 | Ferebee. HOPE | 3999 8th St SE | MAGNATEK |  |  |  | Natural Gas | N/A | 75 | School | Outdoor |  |  |  | 0
D3046 | 4 | 8 | SIMON | 401 Mississippi Ave SE, Washington, DC 20032 | Olympian | D50P1 | E4968A/001 | 375 | DIESEL | 147 | 50 | School | Indoor |  |  |  | 0
D3047 | 4 | 8 | HENDLEY | 425 Chesapeake St. SE, Washington, DC 20032 | Generac | 15737360300 | 8428381 | 0.5 | Natural Gas | 150 | 100 | School | Outdoor |  |  |  | 0
D3048 | 4 | 8 | PATTERSON, WB | 4399 South Capitol Terrace SW, Washington, DC 20032 | Kohler | 50RG0ZJB | 788394 | 345.5 | DIESEL | 135 | 50 | School | Outdoor |  |  |  | 0
D3049 | 1 | 8 | Recruiting | 4665 Blue Plains Drive SW, Washington, DC 20032 | Cummins | N/A | N/A | N/A | DIESEL | N/A | 100 | MPD site | outdoor |  |  |  | 0
D3050 | 1 | 8 | Evidence Warehouse | 4665 Blue Plains Drive SW, Washington, DC 20032 | Kohler | 400RE-0ZDD | 2304834 | 239 hours | DIESEL | N/A | 405 | MPD site | outdoor |  |  |  | 0
D3051 | 1 | 8 | Police Academy | 4665 Blue Plains Drive SW, Washington, DC 20032 | Tradewinds | TP60 | 5341/8210 | 5890 | DIESEL | 75/100 | 60 | MPD site | Outdoor |  |  |  | 0
D3052 | 1 | 8 | ERT | 4665 Blue Plains Drive SW,Washington,DC 20032 | Cummins | DSHAD-7603765 | B090-234098 | 238.9 hours | DIESEL | N/A | 230 | MPD site | Outdoor |  |  |  | 0
D3053 | 1 | 8 | Tactical Village | 4665 Blue Plains Drive SW,Washington,DC 20032 | Generac | N/A | N/A | N/A | Not Sure | N/A | 35 | MPD site | Outdoor |  |  |  | 0
D3054 | 1 | 8 | Police Academy IAD/EPU Bomb Squad | 4665 Blue Plains Drive, SW | Cummins |  |  |  | DIESEL | N/A | 100 | MPD site | Outdoor |  |  |  | 0
D3055 | 1 | 8 | Police Academy Annex | 4665 Blue Plains Drive, SW | Kohler | 20REOZJB | 2006255 | 492 | DIESEL | N/A | 26 | MPD site | Outdoor |  |  |  | 0
D3056 | 1 | 8 | Bomb Squad gen.#2 | 4665 Blue Plains Drive, SW, Washington, DC 20032 | Cummins | 100DGDB-149 | H990970372 | 60.27 | DIESEL | N/A | 60-80 | MPD site | Outdoor |  |  |  | 0
D3057 | 1 | 8 | Bomb Squad gen # 1 | 4665 Blue Plains Drive, SW, Washington, DC 20032 | TRITON | ILLEGIBLE | ILLEGIBLE | 60.27 | DIESEL | N/A | 117 | MPD site | Outdoor |  |  |  | 0
D3058 | 4 | 8 | HART Middle School | 601 Mississippi Ave SE, Washington, DC 20032 | N/A | N/A | N/A | N/A | Natural Gas | N/A | N/A | School | N/A |  |  |  | 0
OPTION YEAR THREE (3) GRAND TOTALS | [13 empty] | 0 | 0 | 0 | 0
OPTION YEAR FOUR (4) ROUTINE SERVIDES RATE SDHEDULE
ROUTINE- SERVICE FIXED FULLY LOADED FLAT RATE
DLIN | PRIORITY | WARD | FACILITY | ADDRESS | GENERATOR TYPE/ATS LOCATION | MODEL # | SERIAL # | GENERATOR AGE/HRS | FUEL TYPE | FUEL TANK SIZE | KW | FACILITY TYPE | LOCATION | QUARTERLY | SEMI ANNUAL | ANNUAL | TOTALS
D4001 | 1 | 7 | 6th District Police HQ | 100 42nd Street, NE, Washington,DC 20019 | Onan | 1750-DYG15R | B780298022 | 697.6 hours | DIESEL | 100 | 175 | MPD Site | Indoor |  |  |  | 0
D4002 | 4 | 7 | R. HIGHLANDS | 1650 30th St SE,Washington,DC 20020 | Generac | 2432540100 | 2067586 | 114.3 | DIESEL | 193 | 100 | School | Indoor |  |  |  | 0
D4003 | 1 | 7 | 6th District Police Sub Station | 2701 Pennsylvania Avenue SE,Washington,DC 20020 | Tradewinds | TP60 | 5341-8214 | 1442.0 hours | DIESEL | N/A | 60 | MPD Site | Outdoor |  |  |  | 0
D4004 | 1 | 7 | DCFD Engine 19 | 2813 Pennsylvania Ave SE | Generac | 2593620100 |  |  | Diesel | N/A | 15 | DCFEMS |  |  |  |  | 0
D4005 | 3 | 7 | Washington Seniors Wellness Center | 3001 Alabama Ave. S.E. | Generac | 92A 04546 S. Type Soo20_S364.3018CBYYO |  |  |  | N/A |  | DPR |  |  |  |  | 0
D4006 | 2 | 7 | Therapeutic Recreation Center | 3030 G Street SE,Washington,DC 20019 | Onan | 300DDA-15R161628 | UNREADABLE | 158 | Natural Gas | 500 | 15 | DPR | Indoor |  |  |  | 0
D4007 | 4 | 7 | WINSTON | 3100 Erie St SE, Washington, DC 20020 | Coleman | CP75 | 3503 | 0 | Diesel | 75 | 75 | School | Outdoor |  |  |  | 0
D4008 | 2 | 7 | 342 37th St. Shelter | 342 37th Street | NA | NA | NA | NA | NA | NA | NA | NA | NA |  |  |  | 0
D4009 | 4 | 7 | SOUSA MS | 3650 Ely Pl SE,Washington,DC 20019 | Kohler | 3D0RE0ZV | 2126136 | 289 | DIESEL | 175 | 300 | School |  |  |  |  | 0
D4040 | 5 | 7 | East River Park | 3919 Benning Rd. NE | N/A | N/A | N/A | N/A | Diesel | 5000 | N/A | Municipal | N/A |  |  |  | 0
D4011 | 4 | 7 | RIVER TERRACE | 420 34th St. NE | Generac | N/A | N/A | N/A | Natural Gas | 250 | 40 | School |  |  |  |  | 0
D4012 | 1 | 7 | DCFD Engine 27 | 4201 Minnesota Ave NE | Generac | 2594090100 |  |  | Diesel | N/A | 10 | DCFEMS |  |  |  |  | 0
D4013 | 4 | 7 | OUC F. JOHNSON | 4650 Benning Rd. SE | KOHLER | KW |  |  | Natural Gas | 200 | 175 | School | Indoor |  |  |  | 0
D4014 | 4 | 7 | Fletcher Johnson | 4650 Benning rd., SE | N/A | N/A | N/A | N/A | Natural Gas | 200 | N/A | School | N/A |  |  |  | 0
D4015 | 1 | 7 | DCFD Engine 30 | 50 49th Street NE | Generac | 2590710100 |  |  | Diesel | N/A | 15 | DCFEMS |  |  |  |  | 0
D4016 | 4 | 7 | HD WOODSON | 540 55th St NE, Washington, DC 20002 | Generac | 12474220200 | 2108532 | 151.7 | DIESEL | 500 | 500 | School | Outdoor |  |  |  | 0
D4017 | 4 | 7 | EVANS | 5600 E Capitol St NE, Washington, DC 20019 | Kohler | 250RE0ZJE | GM66100-GA5 | 43 hours | DIESEL | 275 | 250 | School | Outdoor |  |  |  | 0
D4018 | 4 | 7 | SHADD | 5601 E. CAPITOL ST SE, Washington, DC 20019 | Kohler | 30ROZJ81 | 362902 | 386 | DIESEL | 275 | 40 | School | Outdoor |  |  |  | 0
D4019 | 4 | 7 | THOMAS E.S. | 650 Anacostia Ave., NE | ONAN |  |  |  |  | N/A | 360 | School | N/A |  |  |  | 0
D4020 | 4 | 7 | BURRVILLE | 801 Division Ave. NE, Washington, DC 20019 | IDE | 55JD414 | 77698 | 364.2 hours | DIESEL | 250 | 50 | School | Indoor |  |  |  | 0
D4021 | 1 | 8 | DCFD Engine 33 | 101 Atlantic Street SE | Generac | 2594480100 |  |  | Diesel | N/A | 30 | DCFEMS |  |  |  |  | 0
D4022 | 2 | 8 | 107 Wayne Place S.E. | 107 Wayne Place S.E. | N/A | N/A | N/A | N/A | N/A | N/A | N/A | N/A | N/A |  |  |  | 0
D4023 | 2 | 8 | 117 Wayne Place S.E. | 117 Wayne Place S.E. | N/A | N/A | N/A | N/A | N/A | N/A | N/A | N/A | N/A |  |  |  | 0
D4024 | 4 | 8 | Malcolm X E.S | 1351 Alabama Ave. SE | N/A | N/A | N/A | N/A | N/A | N/A | ? | School | N/A |  |  |  | 0
D4025 | 4 | 8 | JOHNSON M.S | 1400 Bruce Pl. SE, Washington, DC 20020 | Onan |  |  |  | Natural Gas | N/A | 30 | School | Indoor |  |  |  | 0
D4026 | 4 | 8 | Malcom X Green/Turner | 1500 Mississippi Ave SE, Washington, DC 20032 | Kohler | 30r0zj01 | 356060 | 228.2 | DIESEL | N/A | 35 | School | Outdoor |  |  |  | 0
D4027 | 4 | 8 | ANACOSTIA Gen#1 outdoor | 1601 16th St. SE, Washington, DC 20020 | Generac | 14111610100 | 2114959 | 168.6 hours | DIESEL | 150 | 100 | School | Outdoor |  |  |  | 0
D4028 | 4 | 8 | ANACOSTIA Gen#2 outdoor | 1601 16th St. SE, Washington, DC 20020 | Generac | 13174360200 | 2113306 | 154.5 hours | DIESEL | N/A | 300 | School | Indoor |  |  |  | 0
D4029 | 4 | 8 | KRAMER | 1700 Q St. SE, Washington, DC 20020 | Kohler | 100R0ZJ81 | 32355B9 | 949.5 | DIESEL | N/A | 100 | School | Outdoor |  |  |  | 0
D4030 | 2 | 8 | 1701-11 V St. S.E. | 1701-11 V St. SE. | N/A | N/A | N/A | N/A | N/A | N/A | N/A | N/A | N/A |  |  |  | 0
D4031 | 4 | 8 | ORR | 2200 Minnesota Ave SE, Washington, DC 20020 | Onan | 300DDA-15R41379A | 74823049 | 723 | DIESEL | 15 | 30 | School | Indoor |  |  |  | 0
D4032 | 2 | 8 | 2305 36th St. S.E. | 2305 36th St. S.E. | N/A | N/A | N/A | N/A | N/A | N/A | N/A | N/A | N/A |  |  |  | 0
D4033 | 4 | 8 | WILKINSON | 2330 Pomeroy Rd SE | ONAN | N | N/A | N/A | Natural Gas | 275 | 30 | School |  |  |  |  | 0
D4034 | 4 | 8 | SAVOY | 2400 Shannon Pl SE, Washington, DC 20020 | Kohler | 150ZRGB | 2237950 | 79.9 | Natural Gas | N/A | 150 | School | Outdoor |  |  |  | 0
D4035 | 1 | 8 | DCFD Engine 32 | 2425 Irving Street SE | N/A | 2590750100 | N/A | N/A | Diesel | N/A | 15 | DCFEMS | N/A |  |  |  | 0
D4036 | 1 | 8 | 7th District Police HQ | 2455 Alabama Avenue, SE, Washington, DC 20020 | MTU | DS00200D65PAK056 | 359-702-110513 | 77.3 hours | DIESEL | 180 | 200 | MPD Site | Indoor |  |  |  | 0
D4037 | 2 | 8 | Naylor Road | 2601-2603 Naylor Rd. S.E | N/A | N/A | N/A | N/A | N/A | N/A | N/A | N/A | N/A |  |  |  | 0
D4038 | 2 | 8 | 801 East Shelter | 2700 Martin Luther King Ave SE, Washington,DC 20032 | Caterpillar | 3406B/SR-4 | 6BA02865 | 0.5 | DIESEL | 1000 | 300 | Shelter | Outdoor |  |  |  | 0
D4039 | 4 | 8 | STANTON | 2701 Naylor Rd NE,Washington,DC 20020 | Generac | N/A | N/A | N/A | DIESEL | 100 | 150 | School | Outdoor |  |  |  | 0
D4040 | 1 | 8 | UCC Shelter | 2720 Martin Luther King Jr Ave SE | N/A | N/A | N/A | N/A | Natural Gas | N/A | N/A | DCFEMS | N/A |  |  |  | 0
D4041 | 2 | 8 | St. Elizabeth | 2901 Robinson Pl, SE | N/A | N/A | N/A | N/A |  | N/A | N/A | DOC | N/A |  |  |  | 0
D4042 | 1 | 8 | DCFD Engine 25 | 3203 Martin Luther King Ave, SE | Generac | 2590700100 |  |  | Diesel | N/A | 15 | DCFEMS |  |  |  |  | 0
D4043 | 4 | 8 | Mary Church Terrel E.S | 3301 WHEELER RD. SE, Washington, DC 20032 | ONAN | 500ddb-15r/14589A | 1174893615 | 375 | DIESEL | 500 | 50 | School | Indoor |  |  |  | 0
D4044 | 4 | 8 | BALLOU | 3401 4th St SE | NA |  |  |  | Natural Gas | 250 |  | School | NA |  |  |  | 0
D4045 | 4 | 8 | Ferebee. HOPE | 3999 8th St SE | MAGNATEK |  |  |  | Natural Gas | N/A | 75 | School | Outdoor |  |  |  | 0
D4046 | 4 | 8 | SIMON | 401 Mississippi Ave SE, Washington, DC 20032 | Olympian | D50P1 | E4968A/001 | 375 | DIESEL | 147 | 50 | School | Indoor |  |  |  | 0
D4047 | 4 | 8 | HENDLEY | 425 Chesapeake St. SE, Washington, DC 20032 | Generac | 15737360300 | 8428381 | 0.5 | Natural Gas | 150 | 100 | School | Outdoor |  |  |  | 0
D4048 | 4 | 8 | PATTERSON, WB | 4399 South Capitol Terrace SW, Washington, DC 20032 | Kohler | 50RG0ZJB | 788394 | 345.5 | DIESEL | 135 | 50 | School | Outdoor |  |  |  | 0
D4049 | 1 | 8 | Recruiting | 4665 Blue Plains Drive SW, Washington, DC 20032 | Cummins | N/A | N/A | N/A | DIESEL | N/A | 100 | MPD site | outdoor |  |  |  | 0
D4050 | 1 | 8 | Evidence Warehouse | 4665 Blue Plains Drive SW, Washington, DC 20032 | Kohler | 400RE-0ZDD | 2304834 | 239 hours | DIESEL | N/A | 405 | MPD site | outdoor |  |  |  | 0
D4051 | 1 | 8 | Police Academy | 4665 Blue Plains Drive SW, Washington, DC 20032 | Tradewinds | TP60 | 5341/8210 | 5890 | DIESEL | 75/100 | 60 | MPD site | Outdoor |  |  |  | 0
D4052 | 1 | 8 | ERT | 4665 Blue Plains Drive SW,Washington,DC 20032 | Cummins | DSHAD-7603765 | B090-234098 | 238.9 hours | DIESEL | N/A | 230 | MPD site | Outdoor |  |  |  | 0
D4053 | 1 | 8 | Tactical Village | 4665 Blue Plains Drive SW,Washington,DC 20032 | Generac | N/A | N/A | N/A | Not Sure | N/A | 35 | MPD site | Outdoor |  |  |  | 0
D4054 | 1 | 8 | Police Academy IAD/EPU Bomb Squad | 4665 Blue Plains Drive, SW | Cummins |  |  |  | DIESEL | N/A | 100 | MPD site | Outdoor |  |  |  | 0
D4055 | 1 | 8 | Police Academy Annex | 4665 Blue Plains Drive, SW | Kohler | 20REOZJB | 2006255 | 492 | DIESEL | N/A | 26 | MPD site | Outdoor |  |  |  | 0
D4056 | 1 | 8 | Bomb Squad gen.#2 | 4665 Blue Plains Drive, SW, Washington, DC 20032 | Cummins | 100DGDB-149 | H990970372 | 60.27 | DIESEL | N/A | 60-80 | MPD site | Outdoor |  |  |  | 0
D4057 | 1 | 8 | Bomb Squad gen # 1 | 4665 Blue Plains Drive, SW, Washington, DC 20032 | TRITON | ILLEGIBLE | ILLEGIBLE | 60.27 | DIESEL | N/A | 117 | MPD site | Outdoor |  |  |  | 0
D4058 | 4 | 8 | HART Middle School | 601 Mississippi Ave SE, Washington, DC 20032 | N/A | N/A | N/A | N/A | Natural Gas | N/A | N/A | School | N/A |  |  |  | 0
OPTION YEAR FOUR (4) GRAND TOTALS | [13 empty] | 0 | 0 | 0 | 0

## Rental Rates
Generator Rental Rates
0
Rental Rates (Base Year + OY1+OY2+OY3+OY4)
BASE YEAR
CLIN | Generator Type | Daily Rental Rate | Weekly Rental Rate | TOTAL COST
RRA001 | Chiller Type Generator, 19-29KVA |  |  | 0
RRA002 | Diesel Generator, 100 KW |  |  | 0
RRA003 | Diesel Generator, 500 KW |  |  | 0
RRA004 | Diesel Generator, 1000 KW |  |  | 0
0
OPTION YEAR ONE (1)
CLIN | Generator Type | Daily Rental Rate | Weekly Rental Rate | TOTAL COST
RRB001 | Chiller Type Generator, 19-29KVA |  |  | 0
RRB002 | Diesel Generator, 100 KW |  |  | 0
RRB003 | Diesel Generator, 500 KW |  |  | 0
RRB004 | Diesel Generator, 1000 KW |  |  | 0
0
OPTION YEAR TWO (2)
CLIN | Generator Type | Daily Rental Rate | Weekly Rental Rate | TOTAL COST
RRC001 | Chiller Type Generator, 19-29KVA |  |  | 0
RRC002 | Diesel Generator, 100 KW |  |  | 0
RRC003 | Diesel Generator, 500 KW |  |  | 0
RRC004 | Diesel Generator, 1000 KW |  |  | 0
0
OPTION YEAR THREE (3)
CLIN | Generator Type | Daily Rental Rate | Weekly Rental Rate | TOTAL COST
RRD001 | Chiller Type Generator, 19-29KVA |  |  | 0
RRD002 | Diesel Generator, 100 KW |  |  | 0
RRD003 | Diesel Generator, 500 KW |  |  | 0
RRD004 | Diesel Generator, 1000 KW |  |  | 0
0
OPTION YEAR FOUR (4)
CLIN | Generator Type | Daily Rental Rate | Weekly Rental Rate | TOTAL COST
RRE001 | Chiller Type Generator, 19-29KVA |  |  | 0
RRE002 | Diesel Generator, 100 KW |  |  | 0
RRE003 | Diesel Generator, 500 KW |  |  | 0
RRE004 | Diesel Generator, 1000 KW |  |  | 0
0